## Sheet1
NCIt Version# 07.08d
Report Date: 09/25/2007 (RWW)
Source | Subset Code | Subset Name | NCIt Concept Code | Source (CDRH) Code | Source (CDRH) PT | Source (CDRH) Synonym(s) | Source (CDRH) Definition | NCI Definition | Parent Concept's NCIt Concept Code | Parent Concept's Source Code (CDRH Code) | Parent Concept's Source PT (CDRH PT) | Parent Concept's NCIt PT (Only for Concepts with no CDRH PT)
FDA | C54577 | Medical_Device_Component_Or_Accessory_Terminology_CDRH | C49805 | 968 | Sound absorber |  |  |  | C50372 |  | Absorber
FDA | C54577 | Medical_Device_Component_Or_Accessory_Terminology_CDRH | C49806 | 548 | Accumulator |  |  |  | C49755 |  | Device Component or Accessory
FDA | C54577 | Medical_Device_Component_Or_Accessory_Terminology_CDRH | C49807 | 402 | Actuator |  |  |  | C49755 |  | Device Component or Accessory
FDA | C54577 | Medical_Device_Component_Or_Accessory_Terminology_CDRH | C49808 | 431 | Adapter (Adaptor) |  |  |  | C49755 |  | Device Component or Accessory
FDA | C54577 | Medical_Device_Component_Or_Accessory_Terminology_CDRH | C49809 | 966 | Socket adaptor |  |  |  | C49808 | 431 | Adapter (Adaptor)
FDA | C54577 | Medical_Device_Component_Or_Accessory_Terminology_CDRH | C49810 | 552 | Air cleaner |  |  |  | C49755 |  | Device Component or Accessory
FDA | C54577 | Medical_Device_Component_Or_Accessory_Terminology_CDRH | C49811 | 549 | Air pump assembly |  |  |  | C49755 |  | Device Component or Accessory
FDA | C54577 | Medical_Device_Component_Or_Accessory_Terminology_CDRH | C49812 | 404 | Alarm, assembly |  |  |  | C49755 |  | Device Component or Accessory
FDA | C54577 | Medical_Device_Component_Or_Accessory_Terminology_CDRH | C49813 | 403 | Alarm |  |  |  | C49755 |  | Device Component or Accessory
FDA | C54577 | Medical_Device_Component_Or_Accessory_Terminology_CDRH | C49814 | 405 | Alarm, audible |  |  |  | C49813 | 403 | Alarm
FDA | C54577 | Medical_Device_Component_Or_Accessory_Terminology_CDRH | C49815 | 408 | Alarm, LED |  |  |  | C49813 | 403 | Alarm
FDA | C54577 | Medical_Device_Component_Or_Accessory_Terminology_CDRH | C49816 | 412 | Alarm, pressure |  |  |  | C49813 | 403 | Alarm
FDA | C54577 | Medical_Device_Component_Or_Accessory_Terminology_CDRH | C49817 | 407 | Alarm, high inspiratory pressure |  |  |  | C49816 | 412 | Alarm, pressure
FDA | C54577 | Medical_Device_Component_Or_Accessory_Terminology_CDRH | C49818 | 410 | Alarm, oxygen pressure |  |  |  | C49816 | 412 | Alarm, pressure
FDA | C54577 | Medical_Device_Component_Or_Accessory_Terminology_CDRH | C49819 | 409 | Alarm, low inspiratory pressure |  |  |  | C49816 | 412 | Alarm, pressure
FDA | C54577 | Medical_Device_Component_Or_Accessory_Terminology_CDRH | C49820 | 411 | Alarm, power |  |  |  | C49813 | 403 | Alarm
FDA | C54577 | Medical_Device_Component_Or_Accessory_Terminology_CDRH | C49821 | 550 | Alarm, self |  |  |  | C49813 | 403 | Alarm
FDA | C54577 | Medical_Device_Component_Or_Accessory_Terminology_CDRH | C49822 | 413 | Alarm, visual |  |  |  | C49813 | 403 | Alarm
FDA | C54577 | Medical_Device_Component_Or_Accessory_Terminology_CDRH | C49823 | 414 | Alarm, volume |  |  |  | C49813 | 403 | Alarm
FDA | C54577 | Medical_Device_Component_Or_Accessory_Terminology_CDRH | C49824 | 590 | Alternator |  |  |  | C49755 |  | Device Component or Accessory
FDA | C54577 | Medical_Device_Component_Or_Accessory_Terminology_CDRH | C49825 | 592 | Amplifier |  |  |  | C49755 |  | Device Component or Accessory
FDA | C54577 | Medical_Device_Component_Or_Accessory_Terminology_CDRH | C49826 | 593 | Analyzer |  |  |  | C49755 |  | Device Component or Accessory
FDA | C54577 | Medical_Device_Component_Or_Accessory_Terminology_CDRH | C49827 | 594 | Annunciator |  |  |  | C49755 |  | Device Component or Accessory
FDA | C54577 | Medical_Device_Component_Or_Accessory_Terminology_CDRH | C49828 | 595 | Antenna |  |  |  | C49755 |  | Device Component or Accessory
FDA | C54577 | Medical_Device_Component_Or_Accessory_Terminology_CDRH | C49829 | 596 | Arrester |  |  |  | C49755 |  | Device Component or Accessory
FDA | C54577 | Medical_Device_Component_Or_Accessory_Terminology_CDRH | C49830 | 597 | Attenuator |  |  |  | C49755 |  | Device Component or Accessory
FDA | C54577 | Medical_Device_Component_Or_Accessory_Terminology_CDRH | C49831 | 598 | Backpanel |  |  |  | C49755 |  | Device Component or Accessory
FDA | C54577 | Medical_Device_Component_Or_Accessory_Terminology_CDRH | C49832 | 599 | Backplane |  |  |  | C49755 |  | Device Component or Accessory
FDA | C54577 | Medical_Device_Component_Or_Accessory_Terminology_CDRH | C49833 | 730 | Baffle |  |  |  | C49755 |  | Device Component or Accessory
FDA | C54577 | Medical_Device_Component_Or_Accessory_Terminology_CDRH | C49834 | 553 | Bags |  |  |  | C49755 |  | Device Component or Accessory
FDA | C54577 | Medical_Device_Component_Or_Accessory_Terminology_CDRH | C49835 | 418 | Ball |  |  |  | C49755 |  | Device Component or Accessory
FDA | C54577 | Medical_Device_Component_Or_Accessory_Terminology_CDRH | C49836 | 731 | Ballast |  |  |  | C49755 |  | Device Component or Accessory
FDA | C54577 | Medical_Device_Component_Or_Accessory_Terminology_CDRH | C49837 | 419 | Balloon |  |  |  | C49755 |  | Device Component or Accessory
FDA | C54577 | Medical_Device_Component_Or_Accessory_Terminology_CDRH | C49838 | 732 | Barrier |  |  | A structure or object that impedes free movement. | C49755 |  | Device Component or Accessory
FDA | C54577 | Medical_Device_Component_Or_Accessory_Terminology_CDRH | C49839 | 420 | Battery |  |  |  | C49755 |  | Device Component or Accessory
FDA | C54577 | Medical_Device_Component_Or_Accessory_Terminology_CDRH | C49840 | 479 | Lithium iodide battery |  |  |  | C49839 | 420 | Battery
FDA | C54577 | Medical_Device_Component_Or_Accessory_Terminology_CDRH | C49841 | 733 | Beam splitter |  |  |  | C49755 |  | Device Component or Accessory
FDA | C54577 | Medical_Device_Component_Or_Accessory_Terminology_CDRH | C49842 | 734 | Bearings |  |  |  | C49755 |  | Device Component or Accessory
FDA | C54577 | Medical_Device_Component_Or_Accessory_Terminology_CDRH | C49843 | 735 | Bell |  |  |  | C49755 |  | Device Component or Accessory
FDA | C54577 | Medical_Device_Component_Or_Accessory_Terminology_CDRH | C49844 | 737 | Belt |  |  |  | C49755 |  | Device Component or Accessory
FDA | C54577 | Medical_Device_Component_Or_Accessory_Terminology_CDRH | C49845 | 738 | Blower |  |  |  | C49755 |  | Device Component or Accessory
FDA | C54577 | Medical_Device_Component_Or_Accessory_Terminology_CDRH | C49846 | 739 | Bobbin |  |  |  | C49755 |  | Device Component or Accessory
FDA | C54577 | Medical_Device_Component_Or_Accessory_Terminology_CDRH | C49847 | 741 | Bolt |  |  |  | C49755 |  | Device Component or Accessory
FDA | C54577 | Medical_Device_Component_Or_Accessory_Terminology_CDRH | C49848 | 554 | Bottom dead center sensor bracket |  |  |  | C49755 |  | Device Component or Accessory
FDA | C54577 | Medical_Device_Component_Or_Accessory_Terminology_CDRH | C49849 | 742 | Brake |  |  |  | C49755 |  | Device Component or Accessory
FDA | C54577 | Medical_Device_Component_Or_Accessory_Terminology_CDRH | C49850 | 422 | Breathing circuit |  |  |  | C49755 |  | Device Component or Accessory
FDA | C54577 | Medical_Device_Component_Or_Accessory_Terminology_CDRH | C49851 | 743 | Brush |  |  |  | C49755 |  | Device Component or Accessory
FDA | C54577 | Medical_Device_Component_Or_Accessory_Terminology_CDRH | C49852 | 745 | Bus |  |  |  | C49755 |  | Device Component or Accessory
FDA | C54577 | Medical_Device_Component_Or_Accessory_Terminology_CDRH | C49853 | 746 | Bushing |  |  |  | C49755 |  | Device Component or Accessory
FDA | C54577 | Medical_Device_Component_Or_Accessory_Terminology_CDRH | C49854 | 736 | Buzzer |  |  |  | C49755 |  | Device Component or Accessory
FDA | C54577 | Medical_Device_Component_Or_Accessory_Terminology_CDRH | C49855 | 423 | Cable |  |  |  | C49755 |  | Device Component or Accessory
FDA | C54577 | Medical_Device_Component_Or_Accessory_Terminology_CDRH | C49856 | 894 | Optical cable |  |  |  | C49855 | 423 | Cable
FDA | C54577 | Medical_Device_Component_Or_Accessory_Terminology_CDRH | C49857 | 747 | Calibrator |  |  |  | C49755 |  | Device Component or Accessory
FDA | C54577 | Medical_Device_Component_Or_Accessory_Terminology_CDRH | C49858 | 748 | Camera |  |  | An apparatus for taking photographs, generally consisting of a lightproof enclosure having an aperture with a shuttered lens through which the image of an object is focused and recorded on a photosensitive film or plate. | C49755 |  | Device Component or Accessory
FDA | C54577 | Medical_Device_Component_Or_Accessory_Terminology_CDRH | C49859 | 749 | Cannula, inner |  |  |  | C50343 |  | Cannula
FDA | C54577 | Medical_Device_Component_Or_Accessory_Terminology_CDRH | C49860 | 750 | Cannula, outer |  |  |  | C50343 |  | Cannula
FDA | C54577 | Medical_Device_Component_Or_Accessory_Terminology_CDRH | C49861 | 424 | Cap |  |  |  | C49755 |  | Device Component or Accessory
FDA | C54577 | Medical_Device_Component_Or_Accessory_Terminology_CDRH | C49862 | 555 | Capacitor (ceramic chip) |  |  |  | C49755 |  | Device Component or Accessory
FDA | C54577 | Medical_Device_Component_Or_Accessory_Terminology_CDRH | C49863 | 752 | Carrier |  |  |  | C49755 |  | Device Component or Accessory
FDA | C54577 | Medical_Device_Component_Or_Accessory_Terminology_CDRH | C49864 | 556 | Cascade |  |  |  | C49755 |  | Device Component or Accessory
FDA | C54577 | Medical_Device_Component_Or_Accessory_Terminology_CDRH | C49865 | 425 | Cassette |  |  |  | C49755 |  | Device Component or Accessory
FDA | C54577 | Medical_Device_Component_Or_Accessory_Terminology_CDRH | C49866 | 753 | Caster |  |  |  | C49755 |  | Device Component or Accessory
FDA | C54577 | Medical_Device_Component_Or_Accessory_Terminology_CDRH | C49867 | 754 | Cell |  |  |  | C49755 |  | Device Component or Accessory
FDA | C54577 | Medical_Device_Component_Or_Accessory_Terminology_CDRH | C49868 | 426 | Charger |  |  |  | C49755 |  | Device Component or Accessory
FDA | C54577 | Medical_Device_Component_Or_Accessory_Terminology_CDRH | C49869 | 755 | Chassis |  |  |  | C49755 |  | Device Component or Accessory
FDA | C54577 | Medical_Device_Component_Or_Accessory_Terminology_CDRH | C49870 | 756 | Choke |  |  |  | C49755 |  | Device Component or Accessory
FDA | C54577 | Medical_Device_Component_Or_Accessory_Terminology_CDRH | C49871 | 427 | Circuit board |  |  |  | C49755 |  | Device Component or Accessory
FDA | C54577 | Medical_Device_Component_Or_Accessory_Terminology_CDRH | C49872 | 757 | Clamp |  |  |  | C49755 |  | Device Component or Accessory
FDA | C54577 | Medical_Device_Component_Or_Accessory_Terminology_CDRH | C49873 | 758 | Clip |  |  |  | C49755 |  | Device Component or Accessory
FDA | C54577 | Medical_Device_Component_Or_Accessory_Terminology_CDRH | C49874 | 759 | Clock |  |  |  | C49755 |  | Device Component or Accessory
FDA | C54577 | Medical_Device_Component_Or_Accessory_Terminology_CDRH | C49875 | 429 | CO2 monitor subassembly (only use when part of another device) |  |  |  | C49755 |  | Device Component or Accessory
FDA | C54577 | Medical_Device_Component_Or_Accessory_Terminology_CDRH | C49876 | 760 | Coder |  |  |  | C49755 |  | Device Component or Accessory
FDA | C54577 | Medical_Device_Component_Or_Accessory_Terminology_CDRH | C49877 | 761 | Coil |  |  |  | C49755 |  | Device Component or Accessory
FDA | C54577 | Medical_Device_Component_Or_Accessory_Terminology_CDRH | C49878 | 559 | Conductor coil |  |  |  | C49877 | 761 | Coil
FDA | C54577 | Medical_Device_Component_Or_Accessory_Terminology_CDRH | C49879 | 586 | Tip conductor coil |  |  |  | C49877 | 761 | Coil
FDA | C54577 | Medical_Device_Component_Or_Accessory_Terminology_CDRH | C49880 | 567 | Helifix coil |  |  |  | C49877 | 761 | Coil
FDA | C54577 | Medical_Device_Component_Or_Accessory_Terminology_CDRH | C49881 | 762 | Collimator |  |  |  | C49755 |  | Device Component or Accessory
FDA | C54577 | Medical_Device_Component_Or_Accessory_Terminology_CDRH | C49882 | 763 | Comparator |  |  |  | C49755 |  | Device Component or Accessory
FDA | C54577 | Medical_Device_Component_Or_Accessory_Terminology_CDRH | C49883 | 558 | Concentrator |  |  |  | C49755 |  | Device Component or Accessory
FDA | C54577 | Medical_Device_Component_Or_Accessory_Terminology_CDRH | C49884 | 560 | Connecting rod |  |  |  | C49755 |  | Device Component or Accessory
FDA | C54577 | Medical_Device_Component_Or_Accessory_Terminology_CDRH | C49885 | 435 | Connector |  |  |  | C49755 |  | Device Component or Accessory
FDA | C54577 | Medical_Device_Component_Or_Accessory_Terminology_CDRH | C49886 | 545 | Y-piece connector |  |  |  | C49885 | 435 | Connector
FDA | C54577 | Medical_Device_Component_Or_Accessory_Terminology_CDRH | C49887 | 765 | Controller |  |  |  | C49755 |  | Device Component or Accessory
FDA | C54577 | Medical_Device_Component_Or_Accessory_Terminology_CDRH | C49888 | 766 | Converter |  |  |  | C49755 |  | Device Component or Accessory
FDA | C54577 | Medical_Device_Component_Or_Accessory_Terminology_CDRH | C49890 | 768 | Cord |  |  |  | C49755 |  | Device Component or Accessory
FDA | C54577 | Medical_Device_Component_Or_Accessory_Terminology_CDRH | C49892 | 497 | Power cord |  |  |  | C49890 | 768 | Cord
FDA | C54577 | Medical_Device_Component_Or_Accessory_Terminology_CDRH | C49893 | 769 | Core |  |  |  | C49755 |  | Device Component or Accessory
FDA | C54577 | Medical_Device_Component_Or_Accessory_Terminology_CDRH | C49894 | 770 | Counter |  |  |  | C49755 |  | Device Component or Accessory
FDA | C54577 | Medical_Device_Component_Or_Accessory_Terminology_CDRH | C49895 | 771 | Coupler |  |  |  | C49755 |  | Device Component or Accessory
FDA | C54577 | Medical_Device_Component_Or_Accessory_Terminology_CDRH | C49896 | 772 | Cover |  |  |  | C49755 |  | Device Component or Accessory
FDA | C54577 | Medical_Device_Component_Or_Accessory_Terminology_CDRH | C49897 | 437 | CPU (central processing unit) board |  |  |  | C49755 |  | Device Component or Accessory
FDA | C54577 | Medical_Device_Component_Or_Accessory_Terminology_CDRH | C49898 | 561 | Crank arm assembly |  |  |  | C49755 |  | Device Component or Accessory
FDA | C54577 | Medical_Device_Component_Or_Accessory_Terminology_CDRH | C49899 | 773 | Crystal |  |  |  | C49755 |  | Device Component or Accessory
FDA | C54577 | Medical_Device_Component_Or_Accessory_Terminology_CDRH | C49900 | 562 | Cuff |  |  | A bandlike device or structure that encircles a body part or another device. | C49755 |  | Device Component or Accessory
FDA | C54577 | Medical_Device_Component_Or_Accessory_Terminology_CDRH | C49901 | 774 | Cups |  |  |  | C49755 |  | Device Component or Accessory
FDA | C54577 | Medical_Device_Component_Or_Accessory_Terminology_CDRH | C49902 | 775 | Current limiter |  |  |  | C49755 |  | Device Component or Accessory
FDA | C54577 | Medical_Device_Component_Or_Accessory_Terminology_CDRH | C49903 | 776 | Current source |  |  |  | C49755 |  | Device Component or Accessory
FDA | C54577 | Medical_Device_Component_Or_Accessory_Terminology_CDRH | C49904 | 439 | Cusp |  |  |  | C49755 |  | Device Component or Accessory
FDA | C54577 | Medical_Device_Component_Or_Accessory_Terminology_CDRH | C49905 | 777 | Cutter |  |  |  | C49755 |  | Device Component or Accessory
FDA | C54577 | Medical_Device_Component_Or_Accessory_Terminology_CDRH | C49906 | 440 | Cylinder |  |  |  | C49755 |  | Device Component or Accessory
FDA | C54577 | Medical_Device_Component_Or_Accessory_Terminology_CDRH | C49907 | 778 | Damper |  |  |  | C49755 |  | Device Component or Accessory
FDA | C54577 | Medical_Device_Component_Or_Accessory_Terminology_CDRH | C49908 | 780 | Decoder |  |  |  | C49755 |  | Device Component or Accessory
FDA | C54577 | Medical_Device_Component_Or_Accessory_Terminology_CDRH | C49909 | 442 | Defibrillator paddles |  |  |  | C49755 |  | Device Component or Accessory
FDA | C54577 | Medical_Device_Component_Or_Accessory_Terminology_CDRH | C49910 | 443 | Defibrillator subassembly (only use when part of another device) |  |  |  | C53996 |  | Device Subassembly
FDA | C54577 | Medical_Device_Component_Or_Accessory_Terminology_CDRH | C49911 | 781 | Dehumidifier |  |  |  | C49755 |  | Device Component or Accessory
FDA | C54577 | Medical_Device_Component_Or_Accessory_Terminology_CDRH | C49912 | 782 | Dehydrator |  |  |  | C49755 |  | Device Component or Accessory
FDA | C54577 | Medical_Device_Component_Or_Accessory_Terminology_CDRH | C49913 | 783 | Delay line |  |  |  | C49755 |  | Device Component or Accessory
FDA | C54577 | Medical_Device_Component_Or_Accessory_Terminology_CDRH | C49914 | 784 | Demagnetizer |  |  |  | C49755 |  | Device Component or Accessory
FDA | C54577 | Medical_Device_Component_Or_Accessory_Terminology_CDRH | C49915 | 785 | Demodulator |  |  |  | C49755 |  | Device Component or Accessory
FDA | C54577 | Medical_Device_Component_Or_Accessory_Terminology_CDRH | C49916 | 787 | Detector |  |  |  | C49755 |  | Device Component or Accessory
FDA | C54577 | Medical_Device_Component_Or_Accessory_Terminology_CDRH | C49917 | 902 | Photodetector |  |  |  | C49916 | 787 | Detector
FDA | C54577 | Medical_Device_Component_Or_Accessory_Terminology_CDRH | C49918 | 788 | Device deployer |  |  |  | C49755 |  | Device Component or Accessory
FDA | C54577 | Medical_Device_Component_Or_Accessory_Terminology_CDRH | C49919 | 789 | Dial |  |  |  | C49755 |  | Device Component or Accessory
FDA | C54577 | Medical_Device_Component_Or_Accessory_Terminology_CDRH | C49920 | 445 | Diaphragm |  |  |  | C49755 |  | Device Component or Accessory
FDA | C54577 | Medical_Device_Component_Or_Accessory_Terminology_CDRH | C49921 | 790 | Digitizer |  |  |  | C49755 |  | Device Component or Accessory
FDA | C54577 | Medical_Device_Component_Or_Accessory_Terminology_CDRH | C49922 | 447 | Diode |  |  |  | C49755 |  | Device Component or Accessory
FDA | C54577 | Medical_Device_Component_Or_Accessory_Terminology_CDRH | C49923 | 477 | LED (light emitting diode) |  |  |  | C49922 | 447 | Diode
FDA | C54577 | Medical_Device_Component_Or_Accessory_Terminology_CDRH | C49924 | 448 | Discrete component/device (resistor, capacitor, diode) |  |  |  | C49755 |  | Device Component or Accessory
FDA | C54577 | Medical_Device_Component_Or_Accessory_Terminology_CDRH | C49925 | 791 | Disk |  |  | A flat rotating disk designed for data storage. Data is stored on either or both surfaces of disks in concentric rings called tracks. | C49755 |  | Device Component or Accessory
FDA | C54577 | Medical_Device_Component_Or_Accessory_Terminology_CDRH | C49926 | 893 | Optical disk |  |  |  | C49925 | 791 | Disk
FDA | C54577 | Medical_Device_Component_Or_Accessory_Terminology_CDRH | C49927 | 416 | Display |  |  |  | C49755 |  | Device Component or Accessory
FDA | C54577 | Medical_Device_Component_Or_Accessory_Terminology_CDRH | C49928 | 792 | Divider |  |  |  | C49755 |  | Device Component or Accessory
FDA | C54577 | Medical_Device_Component_Or_Accessory_Terminology_CDRH | C49929 | 793 | Dome |  |  |  | C49755 |  | Device Component or Accessory
FDA | C54577 | Medical_Device_Component_Or_Accessory_Terminology_CDRH | C49930 | 794 | Doubler |  |  |  | C49755 |  | Device Component or Accessory
FDA | C54577 | Medical_Device_Component_Or_Accessory_Terminology_CDRH | C49931 | 795 | Driver |  |  |  | C49755 |  | Device Component or Accessory
FDA | C54577 | Medical_Device_Component_Or_Accessory_Terminology_CDRH | C49932 | 796 | Duct |  |  |  | C49755 |  | Device Component or Accessory
FDA | C54577 | Medical_Device_Component_Or_Accessory_Terminology_CDRH | C49933 | 797 | Dummy load |  |  |  | C49755 |  | Device Component or Accessory
FDA | C54577 | Medical_Device_Component_Or_Accessory_Terminology_CDRH | C49934 | 798 | Duplexer |  |  |  | C49755 |  | Device Component or Accessory
FDA | C54577 | Medical_Device_Component_Or_Accessory_Terminology_CDRH | C49935 | 449 | EKG/ECG subassembly (only use when part of another device) |  |  |  | C53996 |  | Device Subassembly
FDA | C54577 | Medical_Device_Component_Or_Accessory_Terminology_CDRH | C49936 | 451 | Electrode |  |  |  | C49755 |  | Device Component or Accessory
FDA | C54577 | Medical_Device_Component_Or_Accessory_Terminology_CDRH | C49937 | 799 | Emitter |  |  |  | C49755 |  | Device Component or Accessory
FDA | C54577 | Medical_Device_Component_Or_Accessory_Terminology_CDRH | C49938 | 800 | Enclosure |  |  |  | C49755 |  | Device Component or Accessory
FDA | C54577 | Medical_Device_Component_Or_Accessory_Terminology_CDRH | C49939 | 801 | Encoder |  |  |  | C49755 |  | Device Component or Accessory
FDA | C54577 | Medical_Device_Component_Or_Accessory_Terminology_CDRH | C49940 | 802 | Endoscope |  |  |  | C49755 |  | Device Component or Accessory
FDA | C54577 | Medical_Device_Component_Or_Accessory_Terminology_CDRH | C49941 | 803 | Equalizer |  |  |  | C49755 |  | Device Component or Accessory
FDA | C54577 | Medical_Device_Component_Or_Accessory_Terminology_CDRH | C49942 | 804 | Evaporator |  |  |  | C49755 |  | Device Component or Accessory
FDA | C54577 | Medical_Device_Component_Or_Accessory_Terminology_CDRH | C49943 | 805 | Expander |  |  |  | C49755 |  | Device Component or Accessory
FDA | C54577 | Medical_Device_Component_Or_Accessory_Terminology_CDRH | C49944 | 806 | Extender |  |  |  | C49755 |  | Device Component or Accessory
FDA | C54577 | Medical_Device_Component_Or_Accessory_Terminology_CDRH | C49945 | 807 | Extractor |  |  |  | C49755 |  | Device Component or Accessory
FDA | C54577 | Medical_Device_Component_Or_Accessory_Terminology_CDRH | C49946 | 808 | Eyelet |  |  |  | C49755 |  | Device Component or Accessory
FDA | C54577 | Medical_Device_Component_Or_Accessory_Terminology_CDRH | C49947 | 809 | Fan |  |  |  | C49755 |  | Device Component or Accessory
FDA | C54577 | Medical_Device_Component_Or_Accessory_Terminology_CDRH | C49948 | 810 | Fastener |  |  |  | C49755 |  | Device Component or Accessory
FDA | C54577 | Medical_Device_Component_Or_Accessory_Terminology_CDRH | C49949 | 811 | Feedthru |  |  |  | C49755 |  | Device Component or Accessory
FDA | C54577 | Medical_Device_Component_Or_Accessory_Terminology_CDRH | C49950 | 812 | Ferrule |  |  |  | C49755 |  | Device Component or Accessory
FDA | C54577 | Medical_Device_Component_Or_Accessory_Terminology_CDRH | C49951 | 813 | FET (field effect transistor) |  |  |  | C49755 |  | Device Component or Accessory
FDA | C54577 | Medical_Device_Component_Or_Accessory_Terminology_CDRH | C49952 | 814 | Fiber |  |  |  | C49755 |  | Device Component or Accessory
FDA | C54577 | Medical_Device_Component_Or_Accessory_Terminology_CDRH | C49953 | 468 | Hollow fiber |  |  |  | C49952 | 814 | Fiber
FDA | C54577 | Medical_Device_Component_Or_Accessory_Terminology_CDRH | C49954 | 546 | Optical fiber |  |  |  | C49952 | 814 | Fiber
FDA | C54577 | Medical_Device_Component_Or_Accessory_Terminology_CDRH | C49955 | 815 | Film |  |  |  | C49755 |  | Device Component or Accessory
FDA | C54577 | Medical_Device_Component_Or_Accessory_Terminology_CDRH | C49956 | 816 | Filter |  |  |  | C49755 |  | Device Component or Accessory
FDA | C54577 | Medical_Device_Component_Or_Accessory_Terminology_CDRH | C49957 | 455 | Exhalation filter |  |  |  | C49956 | 816 | Filter
FDA | C54577 | Medical_Device_Component_Or_Accessory_Terminology_CDRH | C49958 | 417 | Bacterial filter |  |  |  | C49956 | 816 | Filter
FDA | C54577 | Medical_Device_Component_Or_Accessory_Terminology_CDRH | C49959 | 457 | Flange |  |  |  | C49755 |  | Device Component or Accessory
FDA | C54577 | Medical_Device_Component_Or_Accessory_Terminology_CDRH | C49960 | 817 | Flasher |  |  |  | C49755 |  | Device Component or Accessory
FDA | C54577 | Medical_Device_Component_Or_Accessory_Terminology_CDRH | C49961 | 818 | Foil |  |  |  | C49755 |  | Device Component or Accessory
FDA | C54577 | Medical_Device_Component_Or_Accessory_Terminology_CDRH | C49962 | 819 | Foot pedal |  |  |  | C49755 |  | Device Component or Accessory
FDA | C54577 | Medical_Device_Component_Or_Accessory_Terminology_CDRH | C49963 | 820 | Frame |  |  |  | C49755 |  | Device Component or Accessory
FDA | C54577 | Medical_Device_Component_Or_Accessory_Terminology_CDRH | C49964 | 564 | Function lid |  |  |  | C49755 |  | Device Component or Accessory
FDA | C54577 | Medical_Device_Component_Or_Accessory_Terminology_CDRH | C49965 | 821 | Furnace |  |  |  | C49755 |  | Device Component or Accessory
FDA | C54577 | Medical_Device_Component_Or_Accessory_Terminology_CDRH | C49966 | 822 | Fuse |  |  |  | C49755 |  | Device Component or Accessory
FDA | C54577 | Medical_Device_Component_Or_Accessory_Terminology_CDRH | C49967 | 461 | Gas scavenging |  |  |  | C49755 |  | Device Component or Accessory
FDA | C54577 | Medical_Device_Component_Or_Accessory_Terminology_CDRH | C49968 | 823 | Gasket |  |  |  | C49755 |  | Device Component or Accessory
FDA | C54577 | Medical_Device_Component_Or_Accessory_Terminology_CDRH | C49969 | 565 | Gears | Gear |  |  | C49755 |  | Device Component or Accessory
FDA | C54577 | Medical_Device_Component_Or_Accessory_Terminology_CDRH | C49970 | 825 | Generator |  |  |  | C49755 |  | Device Component or Accessory
FDA | C54577 | Medical_Device_Component_Or_Accessory_Terminology_CDRH | C49971 | 826 | Grille |  |  |  | C49755 |  | Device Component or Accessory
FDA | C54577 | Medical_Device_Component_Or_Accessory_Terminology_CDRH | C49972 | 827 | Grommet |  |  |  | C49755 |  | Device Component or Accessory
FDA | C54577 | Medical_Device_Component_Or_Accessory_Terminology_CDRH | C49973 | 828 | Ground strap |  |  |  | C49755 |  | Device Component or Accessory
FDA | C54577 | Medical_Device_Component_Or_Accessory_Terminology_CDRH | C49974 | 829 | Guide |  |  |  | C49755 |  | Device Component or Accessory
FDA | C54577 | Medical_Device_Component_Or_Accessory_Terminology_CDRH | C49975 | 576 | Piston guides |  |  |  | C49974 | 829 | Guide
FDA | C54577 | Medical_Device_Component_Or_Accessory_Terminology_CDRH | C49976 | 2853 | Waveguide |  |  |  | C49974 | 829 | Guide
FDA | C54577 | Medical_Device_Component_Or_Accessory_Terminology_CDRH | C49977 | 830 | Handset |  |  |  | C49755 |  | Device Component or Accessory
FDA | C54577 | Medical_Device_Component_Or_Accessory_Terminology_CDRH | C49978 | 464 | Header |  |  |  | C49755 |  | Device Component or Accessory
FDA | C54577 | Medical_Device_Component_Or_Accessory_Terminology_CDRH | C49979 | 831 | Headphone |  |  |  | C49755 |  | Device Component or Accessory
FDA | C54577 | Medical_Device_Component_Or_Accessory_Terminology_CDRH | C49980 | 832 | Heads |  |  |  | C49755 |  | Device Component or Accessory
FDA | C54577 | Medical_Device_Component_Or_Accessory_Terminology_CDRH | C49981 | 577 | Piston heads |  |  |  | C49980 | 832 | Heads
FDA | C54577 | Medical_Device_Component_Or_Accessory_Terminology_CDRH | C49982 | 833 | Headset |  |  |  | C49755 |  | Device Component or Accessory
FDA | C54577 | Medical_Device_Component_Or_Accessory_Terminology_CDRH | C49983 | 465 | Heart valve cage |  |  |  | C49755 |  | Device Component or Accessory
FDA | C54577 | Medical_Device_Component_Or_Accessory_Terminology_CDRH | C49984 | 835 | Heat exchanger |  |  |  | C49755 |  | Device Component or Accessory
FDA | C54577 | Medical_Device_Component_Or_Accessory_Terminology_CDRH | C49985 | 836 | Heat sink |  |  |  | C49755 |  | Device Component or Accessory
FDA | C54577 | Medical_Device_Component_Or_Accessory_Terminology_CDRH | C49986 | 467 | Heater |  |  |  | C49755 |  | Device Component or Accessory
FDA | C54577 | Medical_Device_Component_Or_Accessory_Terminology_CDRH | C49987 | 566 | Heater rod |  |  |  | C49755 |  | Device Component or Accessory
FDA | C54577 | Medical_Device_Component_Or_Accessory_Terminology_CDRH | C49988 | 837 | Hinge |  |  |  | C49755 |  | Device Component or Accessory
FDA | C54577 | Medical_Device_Component_Or_Accessory_Terminology_CDRH | C49989 | 838 | Holder |  |  |  | C49755 |  | Device Component or Accessory
FDA | C54577 | Medical_Device_Component_Or_Accessory_Terminology_CDRH | C49990 | 839 | Housing |  |  |  | C49755 |  | Device Component or Accessory
FDA | C54577 | Medical_Device_Component_Or_Accessory_Terminology_CDRH | C49991 | 469 | Hub |  |  |  | C49755 |  | Device Component or Accessory
FDA | C54577 | Medical_Device_Component_Or_Accessory_Terminology_CDRH | C49992 | 470 | Humidifier |  |  |  | C49755 |  | Device Component or Accessory
FDA | C54577 | Medical_Device_Component_Or_Accessory_Terminology_CDRH | C49993 | 471 | Hybrid circuit |  |  |  | C49755 |  | Device Component or Accessory
FDA | C54577 | Medical_Device_Component_Or_Accessory_Terminology_CDRH | C49994 | 474 | IC (integrated circuit) |  |  |  | C49755 |  | Device Component or Accessory
FDA | C54577 | Medical_Device_Component_Or_Accessory_Terminology_CDRH | C49995 | 472 | IC (integrated circuit) chip |  |  |  | C49755 |  | Device Component or Accessory
FDA | C54577 | Medical_Device_Component_Or_Accessory_Terminology_CDRH | C49996 | 840 | Igniter |  |  |  | C49755 |  | Device Component or Accessory
FDA | C54577 | Medical_Device_Component_Or_Accessory_Terminology_CDRH | C49997 | 841 | Imager |  |  |  | C49755 |  | Device Component or Accessory
FDA | C54577 | Medical_Device_Component_Or_Accessory_Terminology_CDRH | C49998 | 842 | Impedance converter |  |  |  | C49755 |  | Device Component or Accessory
FDA | C54577 | Medical_Device_Component_Or_Accessory_Terminology_CDRH | C49999 | 851 | IOL (intraocular lens) implant |  |  |  | C50030 | 866 | Lenses
FDA | C54577 | Medical_Device_Component_Or_Accessory_Terminology_CDRH | C50000 | 843 | Indexer |  |  |  | C49755 |  | Device Component or Accessory
FDA | C54577 | Medical_Device_Component_Or_Accessory_Terminology_CDRH | C50001 | 844 | Indicator |  |  |  | C49755 |  | Device Component or Accessory
FDA | C54577 | Medical_Device_Component_Or_Accessory_Terminology_CDRH | C50002 | 460 | Function indicator |  |  |  | C50001 | 844 | Indicator
FDA | C54577 | Medical_Device_Component_Or_Accessory_Terminology_CDRH | C50003 | 845 | Inductor |  |  |  | C49755 |  | Device Component or Accessory
FDA | C54577 | Medical_Device_Component_Or_Accessory_Terminology_CDRH | C50004 | 473 | Insulation |  |  |  | C49755 |  | Device Component or Accessory
FDA | C54577 | Medical_Device_Component_Or_Accessory_Terminology_CDRH | C50005 | 846 | Integrator |  |  |  | C49755 |  | Device Component or Accessory
FDA | C54577 | Medical_Device_Component_Or_Accessory_Terminology_CDRH | C50006 | 847 | Intercom |  |  |  | C49755 |  | Device Component or Accessory
FDA | C54577 | Medical_Device_Component_Or_Accessory_Terminology_CDRH | C50007 | 569 | Interconnection board intubate |  |  |  | C49755 |  | Device Component or Accessory
FDA | C54577 | Medical_Device_Component_Or_Accessory_Terminology_CDRH | C50008 | 848 | Interface |  |  | Either a program that controls a display for the user and that allows the user to interact with the system or a computer circuit consisting of the hardware and associated circuitry that links one device with another. | C49755 |  | Device Component or Accessory
FDA | C54577 | Medical_Device_Component_Or_Accessory_Terminology_CDRH | C50009 | 849 | Interrupter |  |  |  | C49755 |  | Device Component or Accessory
FDA | C54577 | Medical_Device_Component_Or_Accessory_Terminology_CDRH | C50010 | 850 | Inverter |  |  |  | C49755 |  | Device Component or Accessory
FDA | C54577 | Medical_Device_Component_Or_Accessory_Terminology_CDRH | C50011 | 852 | Isolator |  |  |  | C49755 |  | Device Component or Accessory
FDA | C54577 | Medical_Device_Component_Or_Accessory_Terminology_CDRH | C50012 | 853 | Jack |  |  |  | C49755 |  | Device Component or Accessory
FDA | C54577 | Medical_Device_Component_Or_Accessory_Terminology_CDRH | C50013 | 854 | Joint |  |  |  | C49755 |  | Device Component or Accessory
FDA | C54577 | Medical_Device_Component_Or_Accessory_Terminology_CDRH | C50014 | 511 | Solder joint |  |  |  | C49755 |  | Device Component or Accessory
FDA | C54577 | Medical_Device_Component_Or_Accessory_Terminology_CDRH | C50015 | 855 | Joystick |  |  |  | C49755 |  | Device Component or Accessory
FDA | C54577 | Medical_Device_Component_Or_Accessory_Terminology_CDRH | C50016 | 856 | Jumper |  |  |  | C49755 |  | Device Component or Accessory
FDA | C54577 | Medical_Device_Component_Or_Accessory_Terminology_CDRH | C50017 | 857 | Junction |  |  |  | C49755 |  | Device Component or Accessory
FDA | C54577 | Medical_Device_Component_Or_Accessory_Terminology_CDRH | C50018 | 475 | Keyboard |  |  |  | C49755 |  | Device Component or Accessory
FDA | C54577 | Medical_Device_Component_Or_Accessory_Terminology_CDRH | C50019 | 858 | Keyer |  |  |  | C49755 |  | Device Component or Accessory
FDA | C54577 | Medical_Device_Component_Or_Accessory_Terminology_CDRH | C50020 | 859 | Keypad |  |  |  | C49755 |  | Device Component or Accessory
FDA | C54577 | Medical_Device_Component_Or_Accessory_Terminology_CDRH | C50021 | 860 | Kit |  |  |  | C49755 |  | Device Component or Accessory
FDA | C54577 | Medical_Device_Component_Or_Accessory_Terminology_CDRH | C50022 | 861 | Knob |  |  |  | C49755 |  | Device Component or Accessory
FDA | C54577 | Medical_Device_Component_Or_Accessory_Terminology_CDRH | C50023 | 862 | Label |  |  |  | C49755 |  | Device Component or Accessory
FDA | C54577 | Medical_Device_Component_Or_Accessory_Terminology_CDRH | C50024 | 863 | Laminate |  |  |  | C49755 |  | Device Component or Accessory
FDA | C54577 | Medical_Device_Component_Or_Accessory_Terminology_CDRH | C50025 | 864 | Lamp |  |  |  | C49755 |  | Device Component or Accessory
FDA | C54577 | Medical_Device_Component_Or_Accessory_Terminology_CDRH | C50026 | 865 | Laser |  |  |  | C49755 |  | Device Component or Accessory
FDA | C54577 | Medical_Device_Component_Or_Accessory_Terminology_CDRH | C50027 | 452 | Electrical lead |  |  |  | C50282 |  | Lead
FDA | C54577 | Medical_Device_Component_Or_Accessory_Terminology_CDRH | C50028 | 476 | Lead conductor |  |  |  | C49755 |  | Device Component or Accessory
FDA | C54577 | Medical_Device_Component_Or_Accessory_Terminology_CDRH | C50029 | 466 | Heart valve leaflet |  |  |  | C50283 |  | Leaflet
FDA | C54577 | Medical_Device_Component_Or_Accessory_Terminology_CDRH | C50030 | 866 | Lenses |  |  |  | C49755 |  | Device Component or Accessory
FDA | C54577 | Medical_Device_Component_Or_Accessory_Terminology_CDRH | C50031 | 764 | Contact lens |  |  |  | C50030 | 866 | Lenses
FDA | C54577 | Medical_Device_Component_Or_Accessory_Terminology_CDRH | C50032 | 867 | Limiter |  |  |  | C49755 |  | Device Component or Accessory
FDA | C54577 | Medical_Device_Component_Or_Accessory_Terminology_CDRH | C50033 | 868 | Line conditioner |  |  |  | C49755 |  | Device Component or Accessory
FDA | C54577 | Medical_Device_Component_Or_Accessory_Terminology_CDRH | C50034 | 869 | Load |  |  |  | C49755 |  | Device Component or Accessory
FDA | C54577 | Medical_Device_Component_Or_Accessory_Terminology_CDRH | C50035 | 870 | Lock |  |  |  | C49755 |  | Device Component or Accessory
FDA | C54577 | Medical_Device_Component_Or_Accessory_Terminology_CDRH | C50036 | 571 | Locking sleeve |  |  |  | C49755 |  | Device Component or Accessory
FDA | C54577 | Medical_Device_Component_Or_Accessory_Terminology_CDRH | C50037 | 480 | Logic board |  |  |  | C49755 |  | Device Component or Accessory
FDA | C54577 | Medical_Device_Component_Or_Accessory_Terminology_CDRH | C50038 | 572 | Lower piston bearing |  |  |  | C49842 | 734 | Bearings
FDA | C54577 | Medical_Device_Component_Or_Accessory_Terminology_CDRH | C50039 | 871 | Magazine |  |  |  | C49755 |  | Device Component or Accessory
FDA | C54577 | Medical_Device_Component_Or_Accessory_Terminology_CDRH | C50040 | 482 | Magnet |  |  |  | C49755 |  | Device Component or Accessory
FDA | C54577 | Medical_Device_Component_Or_Accessory_Terminology_CDRH | C50041 | 872 | Magnetizer |  |  |  | C49755 |  | Device Component or Accessory
FDA | C54577 | Medical_Device_Component_Or_Accessory_Terminology_CDRH | C50042 | 874 | Magnetoresistor |  |  |  | C49755 |  | Device Component or Accessory
FDA | C54577 | Medical_Device_Component_Or_Accessory_Terminology_CDRH | C50043 | 875 | Magnifier |  |  |  | C49755 |  | Device Component or Accessory
FDA | C54577 | Medical_Device_Component_Or_Accessory_Terminology_CDRH | C50044 | 483 | Manifold |  |  |  | C49755 |  | Device Component or Accessory
FDA | C54577 | Medical_Device_Component_Or_Accessory_Terminology_CDRH | C50045 | 876 | Matrices |  |  |  | C49755 |  | Device Component or Accessory
FDA | C54577 | Medical_Device_Component_Or_Accessory_Terminology_CDRH | C50046 | 484 | Membrane |  |  |  | C49755 |  | Device Component or Accessory
FDA | C54577 | Medical_Device_Component_Or_Accessory_Terminology_CDRH | C50047 | 877 | Memory |  |  | Any device that can hold data in machine-readable format. | C49755 |  | Device Component or Accessory
FDA | C54577 | Medical_Device_Component_Or_Accessory_Terminology_CDRH | C50048 | 509 | ROM (read only memory) |  |  | A type of data storage device which is manufactured with fixed contents. ROM is inherently non-volatile storage, retaining its contents even when the power is switched off. | C50047 | 877 | Memory
FDA | C54577 | Medical_Device_Component_Or_Accessory_Terminology_CDRH | C50049 | 454 | EPROM (erasable programmable read only memory) |  |  |  | C50050 | 503 | PROM (programmable read only memory)
FDA | C54577 | Medical_Device_Component_Or_Accessory_Terminology_CDRH | C50050 | 503 | PROM (programmable read only memory) |  |  |  | C50048 | 509 | ROM (read only memory)
FDA | C54577 | Medical_Device_Component_Or_Accessory_Terminology_CDRH | C50051 | 505 | RAM (random access memory) |  |  | A data storage device for which the order of access to different locations does not affect the speed of access. RAM can be both read from and written to by the computer, but its contents are lost when the power is switched off. | C50047 | 877 | Memory
FDA | C54577 | Medical_Device_Component_Or_Accessory_Terminology_CDRH | C50052 | 462 | Gauges/meters | Meter |  |  | C49755 |  | Device Component or Accessory
FDA | C54577 | Medical_Device_Component_Or_Accessory_Terminology_CDRH | C50053 | 873 | Magnetometer |  |  |  | C50052 | 462 | Gauges/meters
FDA | C54577 | Medical_Device_Component_Or_Accessory_Terminology_CDRH | C50054 | 458 | Flowmeter |  |  |  | C50052 | 462 | Gauges/meters
FDA | C54577 | Medical_Device_Component_Or_Accessory_Terminology_CDRH | C50055 | 786 | Densitometer |  |  |  | C50052 | 462 | Gauges/meters
FDA | C54577 | Medical_Device_Component_Or_Accessory_Terminology_CDRH | C50056 | 740 | Bolometer |  |  |  | C50052 | 462 | Gauges/meters
FDA | C54577 | Medical_Device_Component_Or_Accessory_Terminology_CDRH | C50057 | 591 | Altimeter |  |  |  | C50052 | 462 | Gauges/meters
FDA | C54577 | Medical_Device_Component_Or_Accessory_Terminology_CDRH | C50058 | 1018 | Voltmeter |  |  |  | C50052 | 462 | Gauges/meters
FDA | C54577 | Medical_Device_Component_Or_Accessory_Terminology_CDRH | C50059 | 2835 | Thermometer |  |  |  | C50052 | 462 | Gauges/meters
FDA | C54577 | Medical_Device_Component_Or_Accessory_Terminology_CDRH | C50060 | 989 | Tachometer |  |  |  | C50052 | 462 | Gauges/meters
FDA | C54577 | Medical_Device_Component_Or_Accessory_Terminology_CDRH | C50061 | 972 | Spectrometer |  |  |  | C50052 | 462 | Gauges/meters
FDA | C54577 | Medical_Device_Component_Or_Accessory_Terminology_CDRH | C50062 | 951 | Scintillometer |  |  |  | C50052 | 462 | Gauges/meters
FDA | C54577 | Medical_Device_Component_Or_Accessory_Terminology_CDRH | C50063 | 926 | Pyrometer |  |  |  | C50052 | 462 | Gauges/meters
FDA | C54577 | Medical_Device_Component_Or_Accessory_Terminology_CDRH | C50064 | 496 | Potentiometer |  |  |  | C50052 | 462 | Gauges/meters
FDA | C54577 | Medical_Device_Component_Or_Accessory_Terminology_CDRH | C50065 | 490 | Oximeter (only use when part of another device) | Oximeter |  |  | C50052 | 462 | Gauges/meters
FDA | C54577 | Medical_Device_Component_Or_Accessory_Terminology_CDRH | C50066 | 514 | Spirometer |  |  |  | C50052 | 462 | Gauges/meters
FDA | C54577 | Medical_Device_Component_Or_Accessory_Terminology_CDRH | C50067 | 879 | Microcircuit |  |  |  | C49755 |  | Device Component or Accessory
FDA | C54577 | Medical_Device_Component_Or_Accessory_Terminology_CDRH | C50068 | 880 | Microphone |  |  |  | C49755 |  | Device Component or Accessory
FDA | C54577 | Medical_Device_Component_Or_Accessory_Terminology_CDRH | C50069 | 881 | Microscope |  |  |  | C49755 |  | Device Component or Accessory
FDA | C54577 | Medical_Device_Component_Or_Accessory_Terminology_CDRH | C50070 | 882 | Mirror |  |  |  | C49755 |  | Device Component or Accessory
FDA | C54577 | Medical_Device_Component_Or_Accessory_Terminology_CDRH | C50071 | 883 | Mixer |  |  |  | C49755 |  | Device Component or Accessory
FDA | C54577 | Medical_Device_Component_Or_Accessory_Terminology_CDRH | C50072 | 884 | Modem |  |  | An electronic device for converting between serial data from a computer and an audio signal suitable for transmission over a telephone line connected to another modem. | C49755 |  | Device Component or Accessory
FDA | C54577 | Medical_Device_Component_Or_Accessory_Terminology_CDRH | C50073 | 885 | Modulator |  |  |  | C49755 |  | Device Component or Accessory
FDA | C54577 | Medical_Device_Component_Or_Accessory_Terminology_CDRH | C50074 | 886 | Monitor |  |  |  | C49755 |  | Device Component or Accessory
FDA | C54577 | Medical_Device_Component_Or_Accessory_Terminology_CDRH | C50075 | 450 | EKG/ECG monitor |  |  |  | C50074 | 886 | Monitor
FDA | C54577 | Medical_Device_Component_Or_Accessory_Terminology_CDRH | C50076 | 485 | Mother board |  |  |  | C49755 |  | Device Component or Accessory
FDA | C54577 | Medical_Device_Component_Or_Accessory_Terminology_CDRH | C50077 | 486 | Motor |  |  |  | C49755 |  | Device Component or Accessory
FDA | C54577 | Medical_Device_Component_Or_Accessory_Terminology_CDRH | C50078 | 516 | Stepper motor |  |  |  | C50077 | 486 | Motor
FDA | C54577 | Medical_Device_Component_Or_Accessory_Terminology_CDRH | C50079 | 887 | Mount |  |  |  | C49755 |  | Device Component or Accessory
FDA | C54577 | Medical_Device_Component_Or_Accessory_Terminology_CDRH | C50080 | 889 | Nebulizer (only use when part of another device) |  |  |  | C49755 |  | Device Component or Accessory
FDA | C54577 | Medical_Device_Component_Or_Accessory_Terminology_CDRH | C50081 | 890 | Network |  |  |  | C49755 |  | Device Component or Accessory
FDA | C54577 | Medical_Device_Component_Or_Accessory_Terminology_CDRH | C50082 | 573 | Meter needle |  |  |  | C50290 |  | Needle
FDA | C54577 | Medical_Device_Component_Or_Accessory_Terminology_CDRH | C50083 | 1023 | None |  |  |  | C49755 |  | Device Component or Accessory
FDA | C54577 | Medical_Device_Component_Or_Accessory_Terminology_CDRH | C50084 | 891 | Nuts |  |  |  | C49755 |  | Device Component or Accessory
FDA | C54577 | Medical_Device_Component_Or_Accessory_Terminology_CDRH | C50085 | 487 | O2 monitor subassembly (only use when part of another device) |  |  |  | C53996 |  | Device Subassembly
FDA | C54577 | Medical_Device_Component_Or_Accessory_Terminology_CDRH | C50086 | 488 | Obturator |  |  |  | C49755 |  | Device Component or Accessory
FDA | C54577 | Medical_Device_Component_Or_Accessory_Terminology_CDRH | C50087 | 895 | Optocoupler |  |  |  | C49755 |  | Device Component or Accessory
FDA | C54577 | Medical_Device_Component_Or_Accessory_Terminology_CDRH | C50088 | 896 | Oscillator |  |  |  | C49755 |  | Device Component or Accessory
FDA | C54577 | Medical_Device_Component_Or_Accessory_Terminology_CDRH | C50089 | 897 | Oscilloscope |  |  |  | C49755 |  | Device Component or Accessory
FDA | C54577 | Medical_Device_Component_Or_Accessory_Terminology_CDRH | C50091 | 898 | Outlet |  |  |  | C49755 |  | Device Component or Accessory
FDA | C54577 | Medical_Device_Component_Or_Accessory_Terminology_CDRH | C50092 | 899 | Oven |  |  |  | C49755 |  | Device Component or Accessory
FDA | C54577 | Medical_Device_Component_Or_Accessory_Terminology_CDRH | C50093 | 575 | Overlay |  |  |  | C49755 |  | Device Component or Accessory
FDA | C54577 | Medical_Device_Component_Or_Accessory_Terminology_CDRH | C50094 | 491 | Oxygen analyzer |  |  |  | C49755 |  | Device Component or Accessory
FDA | C54577 | Medical_Device_Component_Or_Accessory_Terminology_CDRH | C50095 | 900 | Pad |  |  |  | C49755 |  | Device Component or Accessory
FDA | C54577 | Medical_Device_Component_Or_Accessory_Terminology_CDRH | C50096 | 901 | Panel |  |  |  | C49755 |  | Device Component or Accessory
FDA | C54577 | Medical_Device_Component_Or_Accessory_Terminology_CDRH | C50097 | 492 | PC (printed circuit) board |  |  |  | C49755 |  | Device Component or Accessory
FDA | C54577 | Medical_Device_Component_Or_Accessory_Terminology_CDRH | C50098 | 903 | Photomultiplier |  |  |  | C49755 |  | Device Component or Accessory
FDA | C54577 | Medical_Device_Component_Or_Accessory_Terminology_CDRH | C50099 | 904 | Phototransistor |  |  |  | C49755 |  | Device Component or Accessory
FDA | C54577 | Medical_Device_Component_Or_Accessory_Terminology_CDRH | C50100 | 905 | Pickup |  |  |  | C49755 |  | Device Component or Accessory
FDA | C54577 | Medical_Device_Component_Or_Accessory_Terminology_CDRH | C50101 | 906 | Pin |  |  |  | C49755 |  | Device Component or Accessory
FDA | C54577 | Medical_Device_Component_Or_Accessory_Terminology_CDRH | C50102 | 583 | Retaining pin |  |  |  | C50101 | 906 | Pin
FDA | C54577 | Medical_Device_Component_Or_Accessory_Terminology_CDRH | C50103 | 574 | Motor roll pin |  |  |  | C50101 | 906 | Pin
FDA | C54577 | Medical_Device_Component_Or_Accessory_Terminology_CDRH | C50104 | 578 | Piston Pads |  |  |  | C49755 |  | Device Component or Accessory
FDA | C54577 | Medical_Device_Component_Or_Accessory_Terminology_CDRH | C50105 | 494 | Pivot |  |  |  | C49755 |  | Device Component or Accessory
FDA | C54577 | Medical_Device_Component_Or_Accessory_Terminology_CDRH | C50106 | 907 | Plate |  |  |  | C49755 |  | Device Component or Accessory
FDA | C54577 | Medical_Device_Component_Or_Accessory_Terminology_CDRH | C50107 | 908 | Plotter |  |  |  | C49755 |  | Device Component or Accessory
FDA | C54577 | Medical_Device_Component_Or_Accessory_Terminology_CDRH | C50108 | 579 | Plug |  |  |  | C49755 |  | Device Component or Accessory
FDA | C54577 | Medical_Device_Component_Or_Accessory_Terminology_CDRH | C50109 | 910 | Pointer |  |  |  | C49755 |  | Device Component or Accessory
FDA | C54577 | Medical_Device_Component_Or_Accessory_Terminology_CDRH | C50110 | 911 | Polarizer |  |  |  | C49755 |  | Device Component or Accessory
FDA | C54577 | Medical_Device_Component_Or_Accessory_Terminology_CDRH | C50111 | 495 | Port |  |  |  | C49755 |  | Device Component or Accessory
FDA | C54577 | Medical_Device_Component_Or_Accessory_Terminology_CDRH | C50112 | 912 | Post |  |  |  | C49755 |  | Device Component or Accessory
FDA | C54577 | Medical_Device_Component_Or_Accessory_Terminology_CDRH | C50113 | 580 | Power lamp |  |  |  | C49755 |  | Device Component or Accessory
FDA | C54577 | Medical_Device_Component_Or_Accessory_Terminology_CDRH | C50114 | 913 | Power module |  |  |  | C49755 |  | Device Component or Accessory
FDA | C54577 | Medical_Device_Component_Or_Accessory_Terminology_CDRH | C50115 | 498 | Power supply |  |  |  | C49755 |  | Device Component or Accessory
FDA | C54577 | Medical_Device_Component_Or_Accessory_Terminology_CDRH | C50116 | 914 | Preamplifier |  |  |  | C49755 |  | Device Component or Accessory
FDA | C54577 | Medical_Device_Component_Or_Accessory_Terminology_CDRH | C50117 | 915 | Prescaler |  |  |  | C49755 |  | Device Component or Accessory
FDA | C54577 | Medical_Device_Component_Or_Accessory_Terminology_CDRH | C50118 | 916 | Preselector |  |  |  | C49755 |  | Device Component or Accessory
FDA | C54577 | Medical_Device_Component_Or_Accessory_Terminology_CDRH | C50119 | 581 | Pressure signal |  |  |  | C49755 |  | Device Component or Accessory
FDA | C54577 | Medical_Device_Component_Or_Accessory_Terminology_CDRH | C50120 | 917 | Printer |  |  |  | C49755 |  | Device Component or Accessory
FDA | C54577 | Medical_Device_Component_Or_Accessory_Terminology_CDRH | C50121 | 918 | Probe |  |  |  | C49755 |  | Device Component or Accessory
FDA | C54577 | Medical_Device_Component_Or_Accessory_Terminology_CDRH | C50122 | 919 | Processor |  |  |  | C49755 |  | Device Component or Accessory
FDA | C54577 | Medical_Device_Component_Or_Accessory_Terminology_CDRH | C50123 | 920 | Programmer |  |  |  | C49755 |  | Device Component or Accessory
FDA | C54577 | Medical_Device_Component_Or_Accessory_Terminology_CDRH | C50124 | 504 | Prong |  |  |  | C49755 |  | Device Component or Accessory
FDA | C54577 | Medical_Device_Component_Or_Accessory_Terminology_CDRH | C50125 | 921 | Protector |  |  |  | C49755 |  | Device Component or Accessory
FDA | C54577 | Medical_Device_Component_Or_Accessory_Terminology_CDRH | C50126 | 923 | Pulley |  |  |  | C49755 |  | Device Component or Accessory
FDA | C54577 | Medical_Device_Component_Or_Accessory_Terminology_CDRH | C50127 | 924 | Pulser |  |  |  | C49755 |  | Device Component or Accessory
FDA | C54577 | Medical_Device_Component_Or_Accessory_Terminology_CDRH | C50128 | 925 | Pump |  |  |  | C49755 |  | Device Component or Accessory
FDA | C54577 | Medical_Device_Component_Or_Accessory_Terminology_CDRH | C50129 | 557 | Compressor (air pump) |  |  |  | C50128 | 925 | Pump
FDA | C54577 | Medical_Device_Component_Or_Accessory_Terminology_CDRH | C50130 | 927 | Rail |  |  |  | C49755 |  | Device Component or Accessory
FDA | C54577 | Medical_Device_Component_Or_Accessory_Terminology_CDRH | C50131 | 928 | Reactor |  |  |  | C49755 |  | Device Component or Accessory
FDA | C54577 | Medical_Device_Component_Or_Accessory_Terminology_CDRH | C50132 | 929 | Reader |  |  |  | C49755 |  | Device Component or Accessory
FDA | C54577 | Medical_Device_Component_Or_Accessory_Terminology_CDRH | C50133 | 930 | Receiver |  |  |  | C49755 |  | Device Component or Accessory
FDA | C54577 | Medical_Device_Component_Or_Accessory_Terminology_CDRH | C50134 | 507 | Recorder (tape, stripchart, etc.) |  |  |  | C49755 |  | Device Component or Accessory
FDA | C54577 | Medical_Device_Component_Or_Accessory_Terminology_CDRH | C50135 | 931 | Rectifier |  |  |  | C49755 |  | Device Component or Accessory
FDA | C54577 | Medical_Device_Component_Or_Accessory_Terminology_CDRH | C50136 | 582 | Reed (electrically open) |  |  |  | C49755 |  | Device Component or Accessory
FDA | C54577 | Medical_Device_Component_Or_Accessory_Terminology_CDRH | C50137 | 932 | Regulator |  |  |  | C49755 |  | Device Component or Accessory
FDA | C54577 | Medical_Device_Component_Or_Accessory_Terminology_CDRH | C50138 | 508 | Relay |  |  |  | C49755 |  | Device Component or Accessory
FDA | C54577 | Medical_Device_Component_Or_Accessory_Terminology_CDRH | C50139 | 933 | Repeater |  |  |  | C49755 |  | Device Component or Accessory
FDA | C54577 | Medical_Device_Component_Or_Accessory_Terminology_CDRH | C50140 | 934 | Reservoir |  |  |  | C49755 |  | Device Component or Accessory
FDA | C54577 | Medical_Device_Component_Or_Accessory_Terminology_CDRH | C50141 | 935 | Resistor |  |  |  | C49755 |  | Device Component or Accessory
FDA | C54577 | Medical_Device_Component_Or_Accessory_Terminology_CDRH | C50143 | 937 | Resonator |  |  |  | C49755 |  | Device Component or Accessory
FDA | C54577 | Medical_Device_Component_Or_Accessory_Terminology_CDRH | C50144 | 938 | Retainer |  |  |  | C49755 |  | Device Component or Accessory
FDA | C54577 | Medical_Device_Component_Or_Accessory_Terminology_CDRH | C50145 | 939 | Reticle |  |  |  | C49755 |  | Device Component or Accessory
FDA | C54577 | Medical_Device_Component_Or_Accessory_Terminology_CDRH | C50146 | 941 | Rheostat |  |  |  | C49755 |  | Device Component or Accessory
FDA | C54577 | Medical_Device_Component_Or_Accessory_Terminology_CDRH | C50147 | 942 | Ribbon |  |  |  | C49755 |  | Device Component or Accessory
FDA | C54577 | Medical_Device_Component_Or_Accessory_Terminology_CDRH | C50148 | 943 | Ring |  |  |  | C49755 |  | Device Component or Accessory
FDA | C54577 | Medical_Device_Component_Or_Accessory_Terminology_CDRH | C50149 | 964 | Slip ring |  |  |  | C50148 | 943 | Ring
FDA | C54577 | Medical_Device_Component_Or_Accessory_Terminology_CDRH | C50150 | 834 | Heart valve sewing ring |  |  |  | C50148 | 943 | Ring
FDA | C54577 | Medical_Device_Component_Or_Accessory_Terminology_CDRH | C50151 | 944 | Rivet |  |  |  | C49755 |  | Device Component or Accessory
FDA | C54577 | Medical_Device_Component_Or_Accessory_Terminology_CDRH | C50152 | 945 | Robot |  |  |  | C49755 |  | Device Component or Accessory
FDA | C54577 | Medical_Device_Component_Or_Accessory_Terminology_CDRH | C50153 | 946 | Rod |  |  |  | C49755 |  | Device Component or Accessory
FDA | C54577 | Medical_Device_Component_Or_Accessory_Terminology_CDRH | C50154 | 947 | Safety interlock |  |  |  | C49755 |  | Device Component or Accessory
FDA | C54577 | Medical_Device_Component_Or_Accessory_Terminology_CDRH | C50155 | 984 | SAW (surface acoustic wave device) |  |  |  | C49755 |  | Device Component or Accessory
FDA | C54577 | Medical_Device_Component_Or_Accessory_Terminology_CDRH | C50156 | 949 | Scale |  |  |  | C49755 |  | Device Component or Accessory
FDA | C54577 | Medical_Device_Component_Or_Accessory_Terminology_CDRH | C50157 | 948 | Scaler |  |  |  | C49755 |  | Device Component or Accessory
FDA | C54577 | Medical_Device_Component_Or_Accessory_Terminology_CDRH | C50158 | 950 | Scanner |  |  |  | C49755 |  | Device Component or Accessory
FDA | C54577 | Medical_Device_Component_Or_Accessory_Terminology_CDRH | C50159 | 952 | Scrambler |  |  |  | C49755 |  | Device Component or Accessory
FDA | C54577 | Medical_Device_Component_Or_Accessory_Terminology_CDRH | C50160 | 953 | Screen |  |  |  | C49755 |  | Device Component or Accessory
FDA | C54577 | Medical_Device_Component_Or_Accessory_Terminology_CDRH | C50161 | 568 | Screw |  |  |  | C49755 |  | Device Component or Accessory
FDA | C54577 | Medical_Device_Component_Or_Accessory_Terminology_CDRH | C50162 | 954 | Scriber |  |  |  | C49755 |  | Device Component or Accessory
FDA | C54577 | Medical_Device_Component_Or_Accessory_Terminology_CDRH | C50163 | 432 | Seal |  |  |  | C49755 |  | Device Component or Accessory
FDA | C54577 | Medical_Device_Component_Or_Accessory_Terminology_CDRH | C50164 | 584 | Seal tracheal |  |  |  | C50163 | 432 | Seal
FDA | C54577 | Medical_Device_Component_Or_Accessory_Terminology_CDRH | C50165 | 563 | Cup seal |  |  |  | C50163 | 432 | Seal
FDA | C54577 | Medical_Device_Component_Or_Accessory_Terminology_CDRH | C50166 | 510 | Sensor |  |  |  | C50121 | 918 | Probe
FDA | C54577 | Medical_Device_Component_Or_Accessory_Terminology_CDRH | C50167 | 500 | Pressure sensor |  |  |  | C50166 | 510 | Sensor
FDA | C54577 | Medical_Device_Component_Or_Accessory_Terminology_CDRH | C50168 | 892 | O2 sensor |  |  |  | C50166 | 510 | Sensor
FDA | C54577 | Medical_Device_Component_Or_Accessory_Terminology_CDRH | C50169 | 551 | Servo |  |  |  | C49755 |  | Device Component or Accessory
FDA | C54577 | Medical_Device_Component_Or_Accessory_Terminology_CDRH | C50170 | 955 | Shaft |  |  |  | C49755 |  | Device Component or Accessory
FDA | C54577 | Medical_Device_Component_Or_Accessory_Terminology_CDRH | C50171 | 956 | Shield |  |  |  | C49755 |  | Device Component or Accessory
FDA | C54577 | Medical_Device_Component_Or_Accessory_Terminology_CDRH | C50172 | 957 | Shift register |  |  |  | C49755 |  | Device Component or Accessory
FDA | C54577 | Medical_Device_Component_Or_Accessory_Terminology_CDRH | C50173 | 958 | Shifter |  |  |  | C49755 |  | Device Component or Accessory
FDA | C54577 | Medical_Device_Component_Or_Accessory_Terminology_CDRH | C50174 | 959 | Shunt |  |  |  | C49755 |  | Device Component or Accessory
FDA | C54577 | Medical_Device_Component_Or_Accessory_Terminology_CDRH | C50175 | 960 | Shutter |  |  |  | C49755 |  | Device Component or Accessory
FDA | C54577 | Medical_Device_Component_Or_Accessory_Terminology_CDRH | C50176 | 961 | Signal conditioner |  |  |  | C49755 |  | Device Component or Accessory
FDA | C54577 | Medical_Device_Component_Or_Accessory_Terminology_CDRH | C50177 | 962 | Simulator |  |  |  | C49755 |  | Device Component or Accessory
FDA | C54577 | Medical_Device_Component_Or_Accessory_Terminology_CDRH | C50178 | 963 | Slide |  |  |  | C49755 |  | Device Component or Accessory
FDA | C54577 | Medical_Device_Component_Or_Accessory_Terminology_CDRH | C50179 | 965 | Slotter line |  |  |  | C49755 |  | Device Component or Accessory
FDA | C54577 | Medical_Device_Component_Or_Accessory_Terminology_CDRH | C50180 | 967 | Socket |  |  |  | C49755 |  | Device Component or Accessory
FDA | C54577 | Medical_Device_Component_Or_Accessory_Terminology_CDRH | C50181 | 512 | Solenoid |  |  |  | C49755 |  | Device Component or Accessory
FDA | C54577 | Medical_Device_Component_Or_Accessory_Terminology_CDRH | C50182 | 969 | Spacer |  |  |  | C49755 |  | Device Component or Accessory
FDA | C54577 | Medical_Device_Component_Or_Accessory_Terminology_CDRH | C50183 | 970 | Spark gap |  |  |  | C49755 |  | Device Component or Accessory
FDA | C54577 | Medical_Device_Component_Or_Accessory_Terminology_CDRH | C50184 | 971 | Speaker |  |  |  | C49755 |  | Device Component or Accessory
FDA | C54577 | Medical_Device_Component_Or_Accessory_Terminology_CDRH | C50185 | 973 | Splicer |  |  |  | C49755 |  | Device Component or Accessory
FDA | C54577 | Medical_Device_Component_Or_Accessory_Terminology_CDRH | C50186 | 974 | Spooler |  |  |  | C49755 |  | Device Component or Accessory
FDA | C54577 | Medical_Device_Component_Or_Accessory_Terminology_CDRH | C50187 | 975 | Spring |  |  |  | C49755 |  | Device Component or Accessory
FDA | C54577 | Medical_Device_Component_Or_Accessory_Terminology_CDRH | C50188 | 976 | Stabilizer |  |  |  | C49755 |  | Device Component or Accessory
FDA | C54577 | Medical_Device_Component_Or_Accessory_Terminology_CDRH | C50189 | 977 | Stand |  |  |  | C49755 |  | Device Component or Accessory
FDA | C54577 | Medical_Device_Component_Or_Accessory_Terminology_CDRH | C50190 | 515 | Stent |  |  |  | C49755 |  | Device Component or Accessory
FDA | C54577 | Medical_Device_Component_Or_Accessory_Terminology_CDRH | C50191 | 978 | Stiffener |  |  |  | C49755 |  | Device Component or Accessory
FDA | C54577 | Medical_Device_Component_Or_Accessory_Terminology_CDRH | C50192 | 517 | Stopcock |  |  |  | C49755 |  | Device Component or Accessory
FDA | C54577 | Medical_Device_Component_Or_Accessory_Terminology_CDRH | C50193 | 979 | Strain relief |  |  |  | C49755 |  | Device Component or Accessory
FDA | C54577 | Medical_Device_Component_Or_Accessory_Terminology_CDRH | C50194 | 980 | Strip line |  |  |  | C49755 |  | Device Component or Accessory
FDA | C54577 | Medical_Device_Component_Or_Accessory_Terminology_CDRH | C50195 | 518 | Stylet |  |  |  | C49755 |  | Device Component or Accessory
FDA | C54577 | Medical_Device_Component_Or_Accessory_Terminology_CDRH | C50196 | 981 | Substrate |  |  |  | C49755 |  | Device Component or Accessory
FDA | C54577 | Medical_Device_Component_Or_Accessory_Terminology_CDRH | C50197 | 982 | Sunlamp |  |  |  | C49755 |  | Device Component or Accessory
FDA | C54577 | Medical_Device_Component_Or_Accessory_Terminology_CDRH | C50198 | 983 | Suppressor |  |  |  | C49755 |  | Device Component or Accessory
FDA | C54577 | Medical_Device_Component_Or_Accessory_Terminology_CDRH | C50199 | 519 | Switches |  |  |  | C49755 |  | Device Component or Accessory
FDA | C54577 | Medical_Device_Component_Or_Accessory_Terminology_CDRH | C50200 | 499 | Power switch |  |  |  | C50199 | 519 | Switches
FDA | C54577 | Medical_Device_Component_Or_Accessory_Terminology_CDRH | C50201 | 478 | Limit switch |  |  |  | C50199 | 519 | Switches
FDA | C54577 | Medical_Device_Component_Or_Accessory_Terminology_CDRH | C50202 | 459 | Foot switch |  |  |  | C50199 | 519 | Switches
FDA | C54577 | Medical_Device_Component_Or_Accessory_Terminology_CDRH | C50203 | 922 | Proximity switch |  |  |  | C50199 | 519 | Switches
FDA | C54577 | Medical_Device_Component_Or_Accessory_Terminology_CDRH | C50204 | 436 | Control switches |  |  |  | C50199 | 519 | Switches
FDA | C54577 | Medical_Device_Component_Or_Accessory_Terminology_CDRH | C50205 | 985 | Synchronizer |  |  |  | C49755 |  | Device Component or Accessory
FDA | C54577 | Medical_Device_Component_Or_Accessory_Terminology_CDRH | C50206 | 986 | Synthesizer |  |  |  | C49755 |  | Device Component or Accessory
FDA | C54577 | Medical_Device_Component_Or_Accessory_Terminology_CDRH | C50207 | 987 | Syringe |  |  |  | C49755 |  | Device Component or Accessory
FDA | C54577 | Medical_Device_Component_Or_Accessory_Terminology_CDRH | C50208 | 456 | Fail-safe system |  |  |  | C50311 |  | System
FDA | C54577 | Medical_Device_Component_Or_Accessory_Terminology_CDRH | C50209 | 990 | Tape |  |  |  | C49755 |  | Device Component or Accessory
FDA | C54577 | Medical_Device_Component_Or_Accessory_Terminology_CDRH | C50210 | 991 | Tee |  |  |  | C49755 |  | Device Component or Accessory
FDA | C54577 | Medical_Device_Component_Or_Accessory_Terminology_CDRH | C50211 | 520 | Telemetry equipment |  |  |  | C49755 |  | Device Component or Accessory
FDA | C54577 | Medical_Device_Component_Or_Accessory_Terminology_CDRH | C50212 | 992 | Telephone |  |  |  | C49755 |  | Device Component or Accessory
FDA | C54577 | Medical_Device_Component_Or_Accessory_Terminology_CDRH | C50213 | 993 | Teleprinter |  |  |  | C49755 |  | Device Component or Accessory
FDA | C54577 | Medical_Device_Component_Or_Accessory_Terminology_CDRH | C50214 | 994 | Teletypewriter |  |  |  | C49755 |  | Device Component or Accessory
FDA | C54577 | Medical_Device_Component_Or_Accessory_Terminology_CDRH | C50215 | 996 | Temperature compensator |  |  |  | C49755 |  | Device Component or Accessory
FDA | C54577 | Medical_Device_Component_Or_Accessory_Terminology_CDRH | C50216 | 997 | Terminal |  |  |  | C49755 |  | Device Component or Accessory
FDA | C54577 | Medical_Device_Component_Or_Accessory_Terminology_CDRH | C50217 | 585 | Terminal assembly |  |  |  | C49755 |  | Device Component or Accessory
FDA | C54577 | Medical_Device_Component_Or_Accessory_Terminology_CDRH | C50218 | 998 | Terminator |  |  |  | C49755 |  | Device Component or Accessory
FDA | C54577 | Medical_Device_Component_Or_Accessory_Terminology_CDRH | C50219 | 999 | Thermistor |  |  |  | C49755 |  | Device Component or Accessory
FDA | C54577 | Medical_Device_Component_Or_Accessory_Terminology_CDRH | C50220 | 1000 | Thermocouple |  |  |  | C49755 |  | Device Component or Accessory
FDA | C54577 | Medical_Device_Component_Or_Accessory_Terminology_CDRH | C50221 | 2836 | Thermostat |  |  |  | C49755 |  | Device Component or Accessory
FDA | C54577 | Medical_Device_Component_Or_Accessory_Terminology_CDRH | C50222 | 2837 | Thyristor |  |  |  | C49755 |  | Device Component or Accessory
FDA | C54577 | Medical_Device_Component_Or_Accessory_Terminology_CDRH | C50223 | 2838 | Timer |  |  |  | C49755 |  | Device Component or Accessory
FDA | C54577 | Medical_Device_Component_Or_Accessory_Terminology_CDRH | C50224 | 2839 | Trackball |  |  |  | C49755 |  | Device Component or Accessory
FDA | C54577 | Medical_Device_Component_Or_Accessory_Terminology_CDRH | C50225 | 2840 | Transceiver |  |  |  | C49755 |  | Device Component or Accessory
FDA | C54577 | Medical_Device_Component_Or_Accessory_Terminology_CDRH | C50226 | 522 | Transducer |  |  | An electrical device that converts one form of energy into another. | C49755 |  | Device Component or Accessory
FDA | C54577 | Medical_Device_Component_Or_Accessory_Terminology_CDRH | C50227 | 523 | Transformer |  |  |  | C49755 |  | Device Component or Accessory
FDA | C54577 | Medical_Device_Component_Or_Accessory_Terminology_CDRH | C50228 | 524 | Transistor |  |  |  | C49755 |  | Device Component or Accessory
FDA | C54577 | Medical_Device_Component_Or_Accessory_Terminology_CDRH | C50229 | 2841 | Translator |  |  |  | C49755 |  | Device Component or Accessory
FDA | C54577 | Medical_Device_Component_Or_Accessory_Terminology_CDRH | C50230 | 2842 | Transmission line |  |  |  | C49755 |  | Device Component or Accessory
FDA | C54577 | Medical_Device_Component_Or_Accessory_Terminology_CDRH | C50231 | 2843 | Transmitter |  |  |  | C49755 |  | Device Component or Accessory
FDA | C54577 | Medical_Device_Component_Or_Accessory_Terminology_CDRH | C50232 | 2844 | Transponder |  |  |  | C49755 |  | Device Component or Accessory
FDA | C54577 | Medical_Device_Component_Or_Accessory_Terminology_CDRH | C50233 | 2845 | Transport |  |  |  | C49755 |  | Device Component or Accessory
FDA | C54577 | Medical_Device_Component_Or_Accessory_Terminology_CDRH | C50234 | 2846 | TRIAC | Three Terminal Current Controlling Semiconductor |  |  | C49755 |  | Device Component or Accessory
FDA | C54577 | Medical_Device_Component_Or_Accessory_Terminology_CDRH | C50235 | 2847 | Trimmer |  |  |  | C49755 |  | Device Component or Accessory
FDA | C54577 | Medical_Device_Component_Or_Accessory_Terminology_CDRH | C50236 | 525 | Tube |  |  |  | C49755 |  | Device Component or Accessory
FDA | C54577 | Medical_Device_Component_Or_Accessory_Terminology_CDRH | C50237 | 587 | Tube capillary |  |  |  | C50236 | 525 | Tube
FDA | C54577 | Medical_Device_Component_Or_Accessory_Terminology_CDRH | C50238 | 438 | CRT (cathode ray tube) |  |  |  | C50236 | 525 | Tube
FDA | C54577 | Medical_Device_Component_Or_Accessory_Terminology_CDRH | C50239 | 501 | Pressure tubing |  |  |  | C50236 | 525 | Tube
FDA | C54577 | Medical_Device_Component_Or_Accessory_Terminology_CDRH | C50240 | 2848 | Tuner |  |  |  | C49755 |  | Device Component or Accessory
FDA | C54577 | Medical_Device_Component_Or_Accessory_Terminology_CDRH | C50241 | 779 | Data acquisition unit |  |  |  | C50329 |  | Unit
FDA | C54577 | Medical_Device_Component_Or_Accessory_Terminology_CDRH | C50242 | 995 | Television unit |  |  |  | C50329 |  | Unit
FDA | C54577 | Medical_Device_Component_Or_Accessory_Terminology_CDRH | C50243 | 527 | Valve | Valve (one-way, hemo, stopcock, etc.) |  |  | C49755 |  | Device Component or Accessory
FDA | C54577 | Medical_Device_Component_Or_Accessory_Terminology_CDRH | C50244 | 529 | Valve, control |  |  |  | C50243 | 527 | Valve
FDA | C54577 | Medical_Device_Component_Or_Accessory_Terminology_CDRH | C50245 | 530 | Valve, directional |  |  |  | C50243 | 527 | Valve
FDA | C54577 | Medical_Device_Component_Or_Accessory_Terminology_CDRH | C50246 | 589 | Valve, dump |  |  |  | C50243 | 527 | Valve
FDA | C54577 | Medical_Device_Component_Or_Accessory_Terminology_CDRH | C50247 | 531 | Valve, exhalation |  |  |  | C50243 | 527 | Valve
FDA | C54577 | Medical_Device_Component_Or_Accessory_Terminology_CDRH | C50248 | 532 | Valve, flap |  |  |  | C50243 | 527 | Valve
FDA | C54577 | Medical_Device_Component_Or_Accessory_Terminology_CDRH | C50249 | 533 | Valve, flow |  |  |  | C50243 | 527 | Valve
FDA | C54577 | Medical_Device_Component_Or_Accessory_Terminology_CDRH | C50250 | 534 | Valve, inhalation |  |  |  | C50243 | 527 | Valve
FDA | C54577 | Medical_Device_Component_Or_Accessory_Terminology_CDRH | C50251 | 535 | Valve, inlet port |  |  |  | C50243 | 527 | Valve
FDA | C54577 | Medical_Device_Component_Or_Accessory_Terminology_CDRH | C50252 | 536 | Valve, inspiratory |  |  |  | C50243 | 527 | Valve
FDA | C54577 | Medical_Device_Component_Or_Accessory_Terminology_CDRH | C50253 | 537 | Valve, outlet port |  |  |  | C50243 | 527 | Valve
FDA | C54577 | Medical_Device_Component_Or_Accessory_Terminology_CDRH | C50254 | 538 | Valve, PEEP (positive end expiratory pressure) |  |  |  | C50243 | 527 | Valve
FDA | C54577 | Medical_Device_Component_Or_Accessory_Terminology_CDRH | C50255 | 539 | Valve, pressure limit |  |  |  | C50243 | 527 | Valve
FDA | C54577 | Medical_Device_Component_Or_Accessory_Terminology_CDRH | C50256 | 540 | Valve, relief |  |  |  | C50243 | 527 | Valve
FDA | C54577 | Medical_Device_Component_Or_Accessory_Terminology_CDRH | C50257 | 541 | Valve, safety |  |  |  | C50243 | 527 | Valve
FDA | C54577 | Medical_Device_Component_Or_Accessory_Terminology_CDRH | C50258 | 542 | Valve, selector |  |  |  | C50243 | 527 | Valve
FDA | C54577 | Medical_Device_Component_Or_Accessory_Terminology_CDRH | C50259 | 441 | Cylinder valve |  |  |  | C50243 | 527 | Valve
FDA | C54577 | Medical_Device_Component_Or_Accessory_Terminology_CDRH | C50260 | 481 | Luer valve |  |  |  | C50243 | 527 | Valve
FDA | C54577 | Medical_Device_Component_Or_Accessory_Terminology_CDRH | C50261 | 493 | Pilot balloon valve |  |  |  | C50243 | 527 | Valve
FDA | C54577 | Medical_Device_Component_Or_Accessory_Terminology_CDRH | C50262 | 543 | Vaporizer |  |  |  | C49755 |  | Device Component or Accessory
FDA | C54577 | Medical_Device_Component_Or_Accessory_Terminology_CDRH | C50263 | 2849 | Varistor |  |  |  | C49755 |  | Device Component or Accessory
FDA | C54577 | Medical_Device_Component_Or_Accessory_Terminology_CDRH | C50264 | 588 | VDT (video display terminal) |  |  |  | C49755 |  | Device Component or Accessory
FDA | C54577 | Medical_Device_Component_Or_Accessory_Terminology_CDRH | C50265 | 2850 | Vibrator |  |  |  | C49755 |  | Device Component or Accessory
FDA | C54577 | Medical_Device_Component_Or_Accessory_Terminology_CDRH | C50266 | 2851 | Viewer |  |  |  | C49755 |  | Device Component or Accessory
FDA | C54577 | Medical_Device_Component_Or_Accessory_Terminology_CDRH | C50267 | 2852 | Washer |  |  |  | C49755 |  | Device Component or Accessory
FDA | C54577 | Medical_Device_Component_Or_Accessory_Terminology_CDRH | C50268 | 2854 | Window |  |  |  | C49755 |  | Device Component or Accessory
FDA | C54577 | Medical_Device_Component_Or_Accessory_Terminology_CDRH | C50269 | 430 | Wire |  |  |  | C49755 |  | Device Component or Accessory
FDA | C54577 | Medical_Device_Component_Or_Accessory_Terminology_CDRH | C50270 | 547 | Thermocouple wire |  |  |  | C50269 | 430 | Wire
FDA | C54577 | Medical_Device_Component_Or_Accessory_Terminology_CDRH | C50271 | 463 | Guidewire |  |  |  | C50269 | 430 | Wire
FDA | C54577 | Medical_Device_Component_Or_Accessory_Terminology_CDRH | C50272 | 544 | Wiring harness |  |  |  | C49755 |  | Device Component or Accessory
FDA | C54577 | Medical_Device_Component_Or_Accessory_Terminology_CDRH | C50273 | 2855 | Yoke |  |  |  | C49755 |  | Device Component or Accessory
FDA | C54577 | Medical_Device_Component_Or_Accessory_Terminology_CDRH | C50274 |  | Cannula Guide |  |  |  | C49974 | 829 | Guide
FDA | C54577 | Medical_Device_Component_Or_Accessory_Terminology_CDRH | C50275 |  | Handpiece |  |  |  | C49755 |  | Device Component or Accessory
FDA | C54577 | Medical_Device_Component_Or_Accessory_Terminology_CDRH | C50276 |  | Handrest |  |  |  | C49755 |  | Device Component or Accessory
FDA | C54577 | Medical_Device_Component_Or_Accessory_Terminology_CDRH | C50277 |  | Haptic |  |  |  | C49755 |  | Device Component or Accessory
FDA | C54577 | Medical_Device_Component_Or_Accessory_Terminology_CDRH | C50278 |  | Screw Head |  |  |  | C49980 | 832 | Heads
FDA | C54577 | Medical_Device_Component_Or_Accessory_Terminology_CDRH | C50279 |  | Hose |  |  |  | C49755 |  | Device Component or Accessory
FDA | C54577 | Medical_Device_Component_Or_Accessory_Terminology_CDRH | C50280 |  | Hose Line |  |  |  | C49755 |  | Device Component or Accessory
FDA | C54577 | Medical_Device_Component_Or_Accessory_Terminology_CDRH | C50281 |  | Hand immobilizer |  |  |  | C49755 |  | Device Component or Accessory
FDA | C54577 | Medical_Device_Component_Or_Accessory_Terminology_CDRH | C50282 |  | Lead |  |  |  | C49755 |  | Device Component or Accessory
FDA | C54577 | Medical_Device_Component_Or_Accessory_Terminology_CDRH | C50283 |  | Leaflet |  |  |  | C49755 |  | Device Component or Accessory
FDA | C54577 | Medical_Device_Component_Or_Accessory_Terminology_CDRH | C50284 |  | Function Indicator Light |  |  |  | C50002 | 460 | Function indicator
FDA | C54577 | Medical_Device_Component_Or_Accessory_Terminology_CDRH | C50285 |  | Mechanism |  |  |  | C49755 |  | Device Component or Accessory
FDA | C54577 | Medical_Device_Component_Or_Accessory_Terminology_CDRH | C50286 |  | Locking mechanism |  |  |  | C50285 |  | Mechanism
FDA | C54577 | Medical_Device_Component_Or_Accessory_Terminology_CDRH | C50287 |  | Lockout Mechanism |  |  |  | C50285 |  | Mechanism
FDA | C54577 | Medical_Device_Component_Or_Accessory_Terminology_CDRH | C50288 |  | Spring Loading Mechanism |  |  |  | C50285 |  | Mechanism
FDA | C54577 | Medical_Device_Component_Or_Accessory_Terminology_CDRH | C50289 |  | Bolus mechanism |  |  |  | C50285 |  | Mechanism
FDA | C54577 | Medical_Device_Component_Or_Accessory_Terminology_CDRH | C50290 |  | Needle |  |  |  | C49755 |  | Device Component or Accessory
FDA | C54577 | Medical_Device_Component_Or_Accessory_Terminology_CDRH | C50291 |  | Nozzle |  |  |  | C49755 |  | Device Component or Accessory
FDA | C54577 | Medical_Device_Component_Or_Accessory_Terminology_CDRH | C50292 |  | Laser nozzle |  |  |  | C50291 |  | Nozzle
FDA | C54577 | Medical_Device_Component_Or_Accessory_Terminology_CDRH | C50293 |  | Pallet |  |  |  | C49755 |  | Device Component or Accessory
FDA | C54577 | Medical_Device_Component_Or_Accessory_Terminology_CDRH | C50294 |  | Tomographic Pallet |  |  |  | C50293 |  | Pallet
FDA | C54577 | Medical_Device_Component_Or_Accessory_Terminology_CDRH | C50295 |  | Connector Pin |  |  |  | C50101 | 906 | Pin
FDA | C54577 | Medical_Device_Component_Or_Accessory_Terminology_CDRH | C50296 |  | Pipette |  |  |  | C49755 |  | Device Component or Accessory
FDA | C54577 | Medical_Device_Component_Or_Accessory_Terminology_CDRH | C50297 |  | Plunger |  |  |  | C49755 |  | Device Component or Accessory
FDA | C54577 | Medical_Device_Component_Or_Accessory_Terminology_CDRH | C50298 |  | Intravenous Pole |  |  |  | C49755 |  | Device Component or Accessory
FDA | C54577 | Medical_Device_Component_Or_Accessory_Terminology_CDRH | C50299 |  | Probe, Transducer Pressure |  |  |  | C50121 | 918 | Probe
FDA | C54577 | Medical_Device_Component_Or_Accessory_Terminology_CDRH | C50300 |  | Temperature Probe |  |  |  | C50121 | 918 | Probe
FDA | C54577 | Medical_Device_Component_Or_Accessory_Terminology_CDRH | C50301 |  | Side Rail |  |  |  | C50130 | 927 | Rail
FDA | C54577 | Medical_Device_Component_Or_Accessory_Terminology_CDRH | C50302 |  | Hermetic Seal |  |  |  | C50163 | 432 | Seal
FDA | C54577 | Medical_Device_Component_Or_Accessory_Terminology_CDRH | C50303 |  | Rate modulated pacing sensor |  |  |  | C50166 | 510 | Sensor
FDA | C54577 | Medical_Device_Component_Or_Accessory_Terminology_CDRH | C50304 |  | Temperature sensor |  |  |  | C50166 | 510 | Sensor
FDA | C54577 | Medical_Device_Component_Or_Accessory_Terminology_CDRH | C50305 |  | Shoulder Support |  |  |  | C49755 |  | Device Component or Accessory
FDA | C54577 | Medical_Device_Component_Or_Accessory_Terminology_CDRH | C50306 |  | Speech Processor |  |  |  | C49755 |  | Device Component or Accessory
FDA | C54577 | Medical_Device_Component_Or_Accessory_Terminology_CDRH | C50307 |  | Staple |  |  |  | C49755 |  | Device Component or Accessory
FDA | C54577 | Medical_Device_Component_Or_Accessory_Terminology_CDRH | C50308 |  | Emergency Stop Button or Switch |  |  |  | C49755 |  | Device Component or Accessory
FDA | C54577 | Medical_Device_Component_Or_Accessory_Terminology_CDRH | C50309 |  | Emergency Table Stop |  |  |  | C49755 |  | Device Component or Accessory
FDA | C54577 | Medical_Device_Component_Or_Accessory_Terminology_CDRH | C50310 |  | Syringe Drive |  |  |  | C49755 |  | Device Component or Accessory
FDA | C54577 | Medical_Device_Component_Or_Accessory_Terminology_CDRH | C50311 |  | System |  |  |  | C49755 |  | Device Component or Accessory
FDA | C54577 | Medical_Device_Component_Or_Accessory_Terminology_CDRH | C50312 |  | Hydraulic System |  |  |  | C50311 |  | System
FDA | C54577 | Medical_Device_Component_Or_Accessory_Terminology_CDRH | C50313 |  | Hydraulic Bed System |  |  |  | C50311 |  | System
FDA | C54577 | Medical_Device_Component_Or_Accessory_Terminology_CDRH | C50314 |  | Gas delivery system |  |  |  | C50311 |  | System
FDA | C54577 | Medical_Device_Component_Or_Accessory_Terminology_CDRH | C50315 |  | Water Purification System |  |  |  | C50311 |  | System
FDA | C54577 | Medical_Device_Component_Or_Accessory_Terminology_CDRH | C50316 |  | Injection System | Injector system |  |  | C50311 |  | System
FDA | C54577 | Medical_Device_Component_Or_Accessory_Terminology_CDRH | C50317 |  | Automatic Injection System |  |  |  | C50316 |  | Injection System
FDA | C54577 | Medical_Device_Component_Or_Accessory_Terminology_CDRH | C50319 |  | Cooling module | Cooling System |  |  | C50311 |  | System
FDA | C54577 | Medical_Device_Component_Or_Accessory_Terminology_CDRH | C50320 |  | Table Top |  |  |  | C49755 |  | Device Component or Accessory
FDA | C54577 | Medical_Device_Component_Or_Accessory_Terminology_CDRH | C50321 |  | Screw Tapper |  |  |  | C49755 |  | Device Component or Accessory
FDA | C54577 | Medical_Device_Component_Or_Accessory_Terminology_CDRH | C50322 |  | Test Strip |  |  |  | C49755 |  | Device Component or Accessory
FDA | C54577 | Medical_Device_Component_Or_Accessory_Terminology_CDRH | C50323 |  | Thread |  |  |  | C49755 |  | Device Component or Accessory
FDA | C54577 | Medical_Device_Component_Or_Accessory_Terminology_CDRH | C50324 |  | Tip |  |  |  | C49755 |  | Device Component or Accessory
FDA | C54577 | Medical_Device_Component_Or_Accessory_Terminology_CDRH | C50325 |  | Nozzle Tip |  |  |  | C50324 |  | Tip
FDA | C54577 | Medical_Device_Component_Or_Accessory_Terminology_CDRH | C50326 |  | Lead Tip |  |  |  | C50324 |  | Tip
FDA | C54577 | Medical_Device_Component_Or_Accessory_Terminology_CDRH | C50327 |  | Trocar |  |  |  | C49755 |  | Device Component or Accessory
FDA | C54577 | Medical_Device_Component_Or_Accessory_Terminology_CDRH | C50328 |  | Photomultiplier (PM) Tube |  |  |  | C50236 | 525 | Tube
FDA | C54577 | Medical_Device_Component_Or_Accessory_Terminology_CDRH | C50330 |  | Receiver Stimulator Unit |  |  |  | C50329 |  | Unit
FDA | C54577 | Medical_Device_Component_Or_Accessory_Terminology_CDRH | C50331 |  | Motor Drive Unit |  |  |  | C50329 |  | Unit
FDA | C54577 | Medical_Device_Component_Or_Accessory_Terminology_CDRH | C50332 |  | CPU (central processing unit of computer system) |  |  | The part of a computer which controls all the other parts. Designs vary widely but, in general, the CPU consists of the control unit, the arithmetic and logic unit (ALU) and memory (registers, cache, RAM and ROM) as well as various temporary buffers and other logic. | C52565 |  |  | Computer Hardware
FDA | C54577 | Medical_Device_Component_Or_Accessory_Terminology_CDRH | C50333 |  | Stopcock Valve |  |  |  | C50243 | 527 | Valve
FDA | C54577 | Medical_Device_Component_Or_Accessory_Terminology_CDRH | C50334 |  | One-Way Valve |  |  |  | C50243 | 527 | Valve
FDA | C54577 | Medical_Device_Component_Or_Accessory_Terminology_CDRH | C50335 |  | Hemo Valve |  |  |  | C50243 | 527 | Valve
FDA | C54577 | Medical_Device_Component_Or_Accessory_Terminology_CDRH | C50336 |  | Electrical Wire |  |  |  | C50269 | 430 | Wire
FDA | C54577 | Medical_Device_Component_Or_Accessory_Terminology_CDRH | C50337 |  | Steering Wire |  |  |  | C50269 | 430 | Wire
FDA | C54577 | Medical_Device_Component_Or_Accessory_Terminology_CDRH | C50338 |  | Endoscopic Accessory |  |  |  | C49755 |  | Device Component or Accessory
FDA | C54577 | Medical_Device_Component_Or_Accessory_Terminology_CDRH | C50339 |  | Air Eliminator |  |  |  | C49755 |  | Device Component or Accessory
FDA | C54577 | Medical_Device_Component_Or_Accessory_Terminology_CDRH | C50341 |  | Applicator |  |  |  | C49755 |  | Device Component or Accessory
FDA | C54577 | Medical_Device_Component_Or_Accessory_Terminology_CDRH | C50342 |  | Cutter-Torque Cable |  |  |  | C49855 | 423 | Cable
FDA | C54577 | Medical_Device_Component_Or_Accessory_Terminology_CDRH | C50343 |  | Cannula |  |  | A small flexible tube inserted into a body cavity for draining off fluid or introducing medication. | C49755 |  | Device Component or Accessory
FDA | C54577 | Medical_Device_Component_Or_Accessory_Terminology_CDRH | C50344 |  | Catheter |  |  |  | C49755 |  | Device Component or Accessory
FDA | C54577 | Medical_Device_Component_Or_Accessory_Terminology_CDRH | C50345 |  | Cautery |  |  |  | C49755 |  | Device Component or Accessory
FDA | C54577 | Medical_Device_Component_Or_Accessory_Terminology_CDRH | C50346 |  | Battery Charger |  |  |  | C49868 | 426 | Charger
FDA | C54577 | Medical_Device_Component_Or_Accessory_Terminology_CDRH | C50347 |  | Circuit Breaker |  |  |  | C49755 |  | Device Component or Accessory
FDA | C54577 | Medical_Device_Component_Or_Accessory_Terminology_CDRH | C50348 |  | Fiberoptic Cladding |  |  |  | C50358 |  | Fiberoptic
FDA | C54577 | Medical_Device_Component_Or_Accessory_Terminology_CDRH | C50349 |  | Fiberoptic Cleaver |  |  |  | C50358 |  | Fiberoptic
FDA | C54577 | Medical_Device_Component_Or_Accessory_Terminology_CDRH | C50350 |  | T-piece connector |  |  |  | C49885 | 435 | Connector
FDA | C54577 | Medical_Device_Component_Or_Accessory_Terminology_CDRH | C50351 |  | Electrode Contact |  |  |  | C49755 |  | Device Component or Accessory
FDA | C54577 | Medical_Device_Component_Or_Accessory_Terminology_CDRH | C50352 |  | Counterbalance |  |  |  | C49755 |  | Device Component or Accessory
FDA | C54577 | Medical_Device_Component_Or_Accessory_Terminology_CDRH | C50353 |  | Deionizer |  |  |  | C49755 |  | Device Component or Accessory
FDA | C54577 | Medical_Device_Component_Or_Accessory_Terminology_CDRH | C50354 |  | Bubble Detector |  |  |  | C49916 | 787 | Detector
FDA | C54577 | Medical_Device_Component_Or_Accessory_Terminology_CDRH | C50355 |  | Motion Detector |  |  |  | C49916 | 787 | Detector
FDA | C54577 | Medical_Device_Component_Or_Accessory_Terminology_CDRH | C50357 |  | Leaflet Disk |  |  |  | C49925 | 791 | Disk
FDA | C54577 | Medical_Device_Component_Or_Accessory_Terminology_CDRH | C50358 |  | Fiberoptic |  |  |  | C49755 |  | Device Component or Accessory
FDA | C54577 | Medical_Device_Component_Or_Accessory_Terminology_CDRH | C50359 |  | External Fiberoptic |  |  |  | C50358 |  | Fiberoptic
FDA | C54577 | Medical_Device_Component_Or_Accessory_Terminology_CDRH | C50360 |  | Sediment Filter |  |  |  | C49956 | 816 | Filter
FDA | C54577 | Medical_Device_Component_Or_Accessory_Terminology_CDRH | C50361 |  | Wedge Filter |  |  |  | C49956 | 816 | Filter
FDA | C54577 | Medical_Device_Component_Or_Accessory_Terminology_CDRH | C50362 |  | Fiberguide |  |  |  | C49974 | 829 | Guide
FDA | C54577 | Medical_Device_Component_Or_Accessory_Terminology_CDRH | C50364 |  | Surgical Graft |  |  |  | C49755 |  | Device Component or Accessory
FDA | C54577 | Medical_Device_Component_Or_Accessory_Terminology_CDRH | C50365 |  | Suture |  |  |  | C49755 |  | Device Component or Accessory
FDA | C54577 | Medical_Device_Component_Or_Accessory_Terminology_CDRH | C50371 |  | Table |  |  |  | C49755 |  | Device Component or Accessory
FDA | C54577 | Medical_Device_Component_Or_Accessory_Terminology_CDRH | C50372 |  | Absorber |  |  |  | C49755 |  | Device Component or Accessory
FDA | C54577 | Medical_Device_Component_Or_Accessory_Terminology_CDRH | C51066 |  | Bed, Assist Bar |  |  |  | C49755 |  | Device Component or Accessory
FDA | C54577 | Medical_Device_Component_Or_Accessory_Terminology_CDRH | C51067 |  | Wheel |  |  |  | C49755 |  | Device Component or Accessory
FDA | C54577 | Medical_Device_Component_Or_Accessory_Terminology_CDRH | C51068 |  | Wheelchair, Wheels |  |  |  | C51067 |  | Wheel
FDA | C54577 | Medical_Device_Component_Or_Accessory_Terminology_CDRH | C51069 |  | Wheelchair, Tires |  |  |  | C49755 |  | Device Component or Accessory
FDA | C54577 | Medical_Device_Component_Or_Accessory_Terminology_CDRH | C53997 | 428 | CO2 monitor |  |  |  | C50074 | 886 | Monitor
FDA | C54577 | Medical_Device_Component_Or_Accessory_Terminology_CDRH | C54008 | 444 | User interface |  |  |  | C50008 | 848 | Interface
FDA | C54577 | Medical_Device_Component_Or_Accessory_Terminology_CDRH | C54010 | 888 | Multiplier |  |  |  | C49755 |  | Device Component or Accessory
FDA | C54577 | Medical_Device_Component_Or_Accessory_Terminology_CDRH | C54013 | 1024 | Switch, push button |  |  |  | C50199 | 519 | Switches
FDA | C54577 | Medical_Device_Component_Or_Accessory_Terminology_CDRH | C54016 | 1025 | Valve cam |  |  |  | C49755 |  | Device Component or Accessory
FDA | C54577 | Medical_Device_Component_Or_Accessory_Terminology_CDRH | C54020 | 1028 | Jaw |  |  |  | C49755 |  | Device Component or Accessory
FDA | C54577 | Medical_Device_Component_Or_Accessory_Terminology_CDRH | C54021 | 1029 | Knife |  |  |  | C49755 |  | Device Component or Accessory
FDA | C54577 | Medical_Device_Component_Or_Accessory_Terminology_CDRH | C54022 | 1030 | Latch |  |  |  | C49755 |  | Device Component or Accessory
FDA | C54577 | Medical_Device_Component_Or_Accessory_Terminology_CDRH | C54023 | 1031 | Pusher |  |  |  | C49755 |  | Device Component or Accessory
FDA | C54577 | Medical_Device_Component_Or_Accessory_Terminology_CDRH | C61402 |  | Computer Hardware |  |  |  | C49755 |  | Device Component or Accessory
FDA | C54577 | Medical_Device_Component_Or_Accessory_Terminology_CDRH | C61403 |  | Concentrate |  |  |  | C68676 |  | Device Ingredient or Reagent
FDA | C54577 | Medical_Device_Component_Or_Accessory_Terminology_CDRH | C68676 |  | Device Ingredient or Reagent |  |  |  | C49755 |  | Device Component or Accessory
FDA | C54451 | Medical_Device_Problem_Codes_FDA_CDRH | C17998 |  | Unknown | Unknown¦Unknown (For Use When The Patients Condition Is Not Known) |  | Not known, not observed, not recorded, or refused. | C27993 |  |  | General Qualifier
FDA | C54451 | Medical_Device_Problem_Codes_FDA_CDRH | C48660 |  | Not Applicable |  |  | Determination of a value is not relevant in the current context. | C48655 |  |  | Missing Value Reason
FDA | C54451 | Medical_Device_Problem_Codes_FDA_CDRH | C53269 |  | No Information Available | No Answer Provided |  |  | C48655 |  |  | Missing Value Reason
FDA | C54451 | Medical_Device_Problem_Codes_FDA_CDRH | C62804 | 2614 | Wrinkled | Wrinkling¦Wrinkled material |  |  | C63296 | 1059 | Bent
FDA | C54451 | Medical_Device_Problem_Codes_FDA_CDRH | C62805 | 1675 | Volume accuracy issue | Volume accuracy |  |  | C63144 | 1233 | Filling problem
FDA | C54451 | Medical_Device_Problem_Codes_FDA_CDRH | C62806 | 1674 | Vibration |  | Issue associated with an oscillation wherein the quantity is a parameter that defines the motion of a mechanical system. |  | C62814 |  | Unintended movement
FDA | C54451 | Medical_Device_Problem_Codes_FDA_CDRH | C62807 |  | Ventilation issue in device environment |  |  |  | C63209 |  | Environmental control or utility issue
FDA | C54451 | Medical_Device_Problem_Codes_FDA_CDRH | C62808 |  | Facilities issue | User facility issue | Issue associated with the physical establishment and environment in which medical devices are used. |  | C62996 | 2379 | Device Issue
FDA | C54451 | Medical_Device_Problem_Codes_FDA_CDRH | C62809 | 1667 | Unstable |  | Issue associated with the connection of device and/or device components not possessing stability, or is unbounded. |  | C62814 |  | Unintended movement
FDA | C54451 | Medical_Device_Problem_Codes_FDA_CDRH | C62810 | 1444 | Unsealed device packaging | Packaging, unsealed |  |  | C63240 |  | Device packaging compromised
FDA | C54451 | Medical_Device_Problem_Codes_FDA_CDRH | C62811 | 1664 | Unraveled material |  |  |  | C62970 | 1153 | Degraded
FDA | C54451 | Medical_Device_Problem_Codes_FDA_CDRH | C62812 | 1662 | Unit inactivated |  |  |  | C62955 |  | Device operates differently than expected
FDA | C54451 | Medical_Device_Problem_Codes_FDA_CDRH | C62813 | 1430 | Unintended system motion | System motion, unintended | Issue associated with any motion of the system or components that was not initiated by the user. |  | C62814 |  | Unintended movement
FDA | C54451 | Medical_Device_Problem_Codes_FDA_CDRH | C62814 |  | Unintended movement |  | Issue associated with an undesired movement of device, which may be related to device malfunction, misdiagnosis, or mistreatment. |  | C62961 | 1384 | Mechanical issue
FDA | C54451 | Medical_Device_Problem_Codes_FDA_CDRH | C62815 | 1377 | Unintended magnet quench | Magnet quench, unintended |  |  | C62883 | 1437 | Overheating of device or device component
FDA | C54451 | Medical_Device_Problem_Codes_FDA_CDRH | C62816 | 1284 | Unintended head motion | Head motion, unintended |  |  | C62814 |  | Unintended movement
FDA | C54451 | Medical_Device_Problem_Codes_FDA_CDRH | C62817 | 1234 | Unintended ejection of film cartridge | Film cartridge ejection, unintended |  |  | C62955 |  | Device operates differently than expected
FDA | C54451 | Medical_Device_Problem_Codes_FDA_CDRH | C62818 | 1162 | Unintended energization | Device energization, unintended¦Unintended device energization |  |  | C63025 |  | Power source issue
FDA | C54451 | Medical_Device_Problem_Codes_FDA_CDRH | C62819 | 1429 | Unintended collision | Collision, unintended | Issue associated with an unwanted condition that results from concurrent transmission on the physical medium. |  | C62814 |  | Unintended movement
FDA | C54451 | Medical_Device_Problem_Codes_FDA_CDRH | C62820 | 1033 | Unintended arm motion | Arm motion, unintended |  |  | C62814 |  | Unintended movement
FDA | C54451 | Medical_Device_Problem_Codes_FDA_CDRH | C62821 | 1631 | Unexpected therapeutic results | Therapeutic results, unexpected | Issue associated with the use of a medical device for therapeutic purposes. |  | C62848 | 1535 | Incorrect or inadequate result
FDA | C54451 | Medical_Device_Problem_Codes_FDA_CDRH | C62822 | 1661 | Undersensing |  |  |  | C63061 | 2293 | Invalid sensing
FDA | C54451 | Medical_Device_Problem_Codes_FDA_CDRH | C62823 | 2182 | Insufficient flow or underinfusion | Underinfusion¦Underdelivery | Issue associated with an underdose of intravenous therapy, i.e., drugs or fluids being delivered into a patient under positive pressure generated by a pump. |  | C63075 |  | Infusion or flow issue
FDA | C54451 | Medical_Device_Problem_Codes_FDA_CDRH | C62825 | 1659 | Uncoiled |  |  |  | C62962 |  | Material twisted
FDA | C54451 | Medical_Device_Problem_Codes_FDA_CDRH | C62826 | 1516 | Unable to obtain readings | Readings, unable to obtain |  |  | C63088 | 1184 | Incorrect display
FDA | C54451 | Medical_Device_Problem_Codes_FDA_CDRH | C62827 | 1656 | Ultrafiltration |  | Issue associated with the transfer of fluid between the blood and dialysate through the dialysis membrane due to a pressure gradient (transmembrane pressure) existing between the blood and dialysate compartments. |  | C62986 |  | Filtration issue
FDA | C54451 | Medical_Device_Problem_Codes_FDA_CDRH | C62828 |  | Therapeutic or diagnostic output failure |  | Issue associated with the failure of the device to deliver any end results relating to treatment or identification of a disease. |  | C63108 |  | Improper device output
FDA | C54451 | Medical_Device_Problem_Codes_FDA_CDRH | C62829 | 2456 | Incorrect or inadequate test results | Test results, inaccurate |  |  | C62848 | 1535 | Incorrect or inadequate result
FDA | C54451 | Medical_Device_Problem_Codes_FDA_CDRH | C62830 | 1629 | Telemetry discrepancy |  | Issue associated with variability of the transmission of signals, which can be characterized as telemetry channel coding, a method of processing data sent from a source to a destination so that distinct messages are created which are easily distinguishable from one another. |  | C63271 |  | Communication or transmission issue
FDA | C54451 | Medical_Device_Problem_Codes_FDA_CDRH | C62831 | 2385 | Tear, rip or hole in device packaging | Packaging, tears, rips, holes in |  |  | C63240 |  | Device packaging compromised
FDA | C54451 | Medical_Device_Problem_Codes_FDA_CDRH | C62832 |  | Torn material |  | Issue associated with comprising material(s) being pulled apart or into pieces by force, wrenching, or laceration. |  | C62968 |  | Material integrity issue
FDA | C54451 | Medical_Device_Problem_Codes_FDA_CDRH | C62833 | 2170 | Suction issue | Suction failure | Issue associated with suction equipment, which may be a manual, electrical, vacuum or pressure source operated to evacuate and remove undesired substances (air, gas, fluid, or particulates via tubing and collection bag. |  | C63075 |  | Infusion or flow issue
FDA | C54451 | Medical_Device_Problem_Codes_FDA_CDRH | C62834 | 2538 | Strikethrough |  |  |  | C63137 | 1250 | Fluid leak
FDA | C54451 | Medical_Device_Problem_Codes_FDA_CDRH | C62835 | 1601 | Stretched | Material stretched | Issue associated with an increase or elongation in a materials' dimension. |  | C63248 |  | Material deformation
FDA | C54451 | Medical_Device_Problem_Codes_FDA_CDRH | C62836 | 1597 | Sticking |  |  |  | C63034 |  | Advancement issue
FDA | C54451 | Medical_Device_Problem_Codes_FDA_CDRH | C62837 | 2595 | Spark |  | Issue associated with a high voltage capacitor discharge characterized by a visible electrical glowing. |  | C63005 |  | Electronic property issue
FDA | C54451 | Medical_Device_Problem_Codes_FDA_CDRH | C62838 | 2324 | Solder joint failure |  |  |  | C63194 | 1068 | Loss of or failure to bond
FDA | C54451 | Medical_Device_Problem_Codes_FDA_CDRH | C62839 |  | Programming issue |  | Issue associated with the written program code the application software used to satisfy a stated need or objective for functioning of the deivce. These do not include issues associated with the operating system (e.g. MS Vista). |  | C63305 |  | Application program issue
FDA | C54451 | Medical_Device_Problem_Codes_FDA_CDRH | C62840 | 1584 | Slippage of device or device component | Slippage |  |  | C62950 |  | Dislodged or dislocated
FDA | C54451 | Medical_Device_Problem_Codes_FDA_CDRH | C62841 | 1575 | Short fill |  |  |  | C63144 | 1233 | Filling problem
FDA | C54451 | Medical_Device_Problem_Codes_FDA_CDRH | C62842 | 1568 | Shielding failure |  | Issue associated with device inability to act as a barrier for absorption of radiation energy in X-rays, gamma rays, etc. |  | C62932 |  | Protective measure issue
FDA | C54451 | Medical_Device_Problem_Codes_FDA_CDRH | C62844 | 1557 | Self-activation or keying | Self-activation/keying | Issue associated with the unintended activation of device, or device having been unexpectedly turned on during use. |  | C63013 |  | Deployment issue
FDA | C54451 | Medical_Device_Problem_Codes_FDA_CDRH | C62845 |  | Sediment, precipitate or deposit in device or device igredient |  |  |  | C62982 |  | Device ingredient or reagent issue
FDA | C54451 | Medical_Device_Problem_Codes_FDA_CDRH | C62846 |  | Scratched material | Scratched | Issue associated with an undesirable shallow cut or narrow groove in the surface of the materials used in device construction. |  | C62968 |  | Material integrity issue
FDA | C54451 | Medical_Device_Problem_Codes_FDA_CDRH | C62847 | 1544 | Material rigid or stiff | Rigid¦Rigid or stiff |  |  | C63248 |  | Material deformation
FDA | C54451 | Medical_Device_Problem_Codes_FDA_CDRH | C62848 | 1535 | Incorrect or inadequate result | Results incorrect | Issue associated with a non-conforming end result, data, or test results provided by the device to its performance specifications. |  | C62941 |  | Output issue
FDA | C54451 | Medical_Device_Problem_Codes_FDA_CDRH | C62849 | 1248 | Restricted flowrate | Flowrate, restricted |  |  | C63110 |  | Improper flow or infusion
FDA | C54451 | Medical_Device_Problem_Codes_FDA_CDRH | C62850 | 2325 | Residue after decontamination | Residue | Issue associated with the presence of unwanted visible soil, foreign material, or organism deposits after the decontamination process. |  | C63099 | 1091 | Inadequate device cleaning
FDA | C54451 | Medical_Device_Problem_Codes_FDA_CDRH | C62851 | 1571 | Resetting of shock counters | Shock counters, resetting of | Issue associated with a device such as a register or storage location used to represent the number of occurrences of an event, such as shock delivery, resets itself without any instruction to do so; an instrument for storing integers, permitting these integers to be increased or decreased sequentially by unity or by an arbitrary integer, and capable of being reset to zero or to an arbitrary integer. |  | C63158 | 1573 | Failure to shock or properly shock
FDA | C54451 | Medical_Device_Problem_Codes_FDA_CDRH | C62852 |  | Reset issue |  | Issue associated with setting a variable, register, or other storage location back to a prescribed state. |  | C62932 |  | Protective measure issue
FDA | C54451 | Medical_Device_Problem_Codes_FDA_CDRH | C62853 | 1524 | Rejection |  |  |  | C62919 | 2682 | Patient-device incompatibility
FDA | C54451 | Medical_Device_Problem_Codes_FDA_CDRH | C62854 | 1522 | Reflux within device | Reflux | Issue associated with a backward or return flow. |  | C63110 |  | Improper flow or infusion
FDA | C54451 | Medical_Device_Problem_Codes_FDA_CDRH | C62855 | 2314 | Radiofrequency interference (RFI) | RFI | Issue associated with the degradation of the reception of a wanted signal caused by RF disturbance. |  | C63215 |  | Electromagnetic compatibility issue
FDA | C54451 | Medical_Device_Problem_Codes_FDA_CDRH | C62856 | 1511 | Radio signal problem | Radio signal problems | Issue associated with the wireless transmission signal in the lowest range of the electromagnetic spectrum. |  | C63271 |  | Communication or transmission issue
FDA | C54451 | Medical_Device_Problem_Codes_FDA_CDRH | C62857 | 1357 | Radiation leak | Leak, radiation |  |  | C63058 | 1354 | Leak
FDA | C54451 | Medical_Device_Problem_Codes_FDA_CDRH | C62858 | 1508 | Radiation delivered to incorrect body area |  |  |  | C62862 | 2017 | Improper or incorrect procedure or method
FDA | C54451 | Medical_Device_Problem_Codes_FDA_CDRH | C62859 | 1503 | Pumping stopped | Pumping, stopped |  |  | C62860 |  | Pumping issue
FDA | C54451 | Medical_Device_Problem_Codes_FDA_CDRH | C62860 |  | Pumping issue |  | Issue associated with the inability to achieve positive pressure from the device and/or device components in order to deliver intravenous therapy such i.e. drugs or fluids to patients. |  | C63075 |  | Infusion or flow issue
FDA | C54451 | Medical_Device_Problem_Codes_FDA_CDRH | C62861 | 2281 | Prompts will not clear |  |  |  | C62955 |  | Device operates differently than expected
FDA | C54451 | Medical_Device_Problem_Codes_FDA_CDRH | C62862 | 2017 | Improper or incorrect procedure or method | Improper or incorrect method¦Procedure, improper/incorrect¦Method improper/incorrect | Issue associated with the use of the device in terms of non-conforming to that device's intended use, specifications, procedure and process or service instructions and information provided by the device manufacturers. |  | C63318 | 1670 | Incorrect care or use of device
FDA | C54451 | Medical_Device_Problem_Codes_FDA_CDRH | C62863 | 1484 | Premature deployment | Premature system activation | Issue associated with an early and unexpected deployment of the device and/or device components from the system. |  | C63013 |  | Deployment issue
FDA | C54451 | Medical_Device_Problem_Codes_FDA_CDRH | C62864 | 1057 | Premature discharge of battery | Battery, premature discharge of |  |  | C63030 |  | Battery issue
FDA | C54451 | Medical_Device_Problem_Codes_FDA_CDRH | C62865 |  | Premature indicator activation |  |  |  | C62932 |  | Protective measure issue
FDA | C54451 | Medical_Device_Problem_Codes_FDA_CDRH | C62866 | 1478 | Precipitate in device or device ingredient | Precipitate | Issue associated with the separation of solid particles from a liquid as the result of a chemical or physical change. |  | C62845 |  | Sediment, precipitate or deposit in device or device igredient
FDA | C54451 | Medical_Device_Problem_Codes_FDA_CDRH | C62867 | 1477 | Pre or post-pumping problem | Pre/post-pumping problems |  |  | C62860 |  | Pumping issue
FDA | C54451 | Medical_Device_Problem_Codes_FDA_CDRH | C62868 | 1474 | Power surge |  | Issue associated with a momentary overpower/over voltage from the utility and electrical systems of user facilities. |  | C63217 |  | Electrical power problem
FDA | C54451 | Medical_Device_Problem_Codes_FDA_CDRH | C62869 | 1408 | Poor quality image | Monitor, image quality poor | Issue associated with an image or any visual representation displayed by the device with non- distinctive characteristics. |  | C63108 |  | Improper device output
FDA | C54451 | Medical_Device_Problem_Codes_FDA_CDRH | C62870 |  | Inadequate lighting |  | Issue associated with insufficient or inadequate production of light or illumination in the immediate environment in which the device is being used, that may be damaging to device surfaces. |  | C63209 |  | Environmental control or utility issue
FDA | C54451 | Medical_Device_Problem_Codes_FDA_CDRH | C62871 | 1306 | Image resolution poor |  |  |  | C62869 | 1408 | Poor quality image
FDA | C54451 | Medical_Device_Problem_Codes_FDA_CDRH | C62872 | 1463 | Pocket stimulation |  | Issue associated with a pocket of skin in which the pulse generator is housed. |  | C63097 | 1442 | Pacing inadequately
FDA | C54451 | Medical_Device_Problem_Codes_FDA_CDRH | C62873 | 1462 | Plunge |  |  |  | C62995 |  | Failure to auto stop
FDA | C54451 | Medical_Device_Problem_Codes_FDA_CDRH | C62874 | 1460 | Pitted | Pitting | Issue associated with the corrosion of a material's surface, confined to a point or small area that takes the form of cavities. |  | C62970 | 1153 | Degraded
FDA | C54451 | Medical_Device_Problem_Codes_FDA_CDRH | C62875 | 2578 | Physical resistance | Resistance, physical |  |  | C63034 |  | Advancement issue
FDA | C54451 | Medical_Device_Problem_Codes_FDA_CDRH | C62876 | 1457 | Perivalvular leak | Leak(s), perivalvular¦Paravalvular leak¦Paravalvular leak(s) | Issue associated with the escape of blood around a heart valve, particularly around its leaflets. |  | C63137 | 1250 | Fluid leak
FDA | C54451 | Medical_Device_Problem_Codes_FDA_CDRH | C62877 | [5 empty] | C28428 |  |  | Retired Concept
FDA | C54451 | Medical_Device_Problem_Codes_FDA_CDRH | C62878 | 1454 | Peeled | Peeling¦Peeled device material | Issue associated with stresses of sufficient magnitude to exceed the strength of adhesion between the device material and its coating, i.e., insulation pulling away from a wire. |  | C62970 | 1153 | Degraded
FDA | C54451 | Medical_Device_Problem_Codes_FDA_CDRH | C62879 | 1451 | Particulates |  | Issue associated with fine solids or liquid particles such as dust, smoke, fume, and/or mist suspended in the immediate atmosphere in which the device is being used. |  | C63209 |  | Environmental control or utility issue
FDA | C54451 | Medical_Device_Problem_Codes_FDA_CDRH | C62880 | 1440 | Pacer found in back-up mode |  |  |  | C63169 | 1439 | Failure to pace or properly pace
FDA | C54451 | Medical_Device_Problem_Codes_FDA_CDRH | C62881 | 1438 | Oversensing |  |  |  | C63061 | 2293 | Invalid sensing
FDA | C54451 | Medical_Device_Problem_Codes_FDA_CDRH | C62882 | 1311 | Excess flow or overinfusion | Overinfusion¦Overdelivery |  |  | C63075 |  | Infusion or flow issue
FDA | C54451 | Medical_Device_Problem_Codes_FDA_CDRH | C62883 | 1437 | Overheating of device or device component | Overheat | Issue associated with the excessive heating or high temperature beyond the tolerance level such that the properties and structure undergo severe modification. |  | C62922 |  | Temperature issue
FDA | C54451 | Medical_Device_Problem_Codes_FDA_CDRH | C62884 | 2404 | Overfill |  |  |  | C63144 | 1233 | Filling problem
FDA | C54451 | Medical_Device_Problem_Codes_FDA_CDRH | C62886 |  | Osseointegration issue |  | Issue associated with a mechanical implication that a contact is established without interposition of non-bone tissue between normal remodeled bone and an implant entailing a sustained transfer and distribution of load from the implant to and within the bone tissue. |  | C62961 | 1384 | Mechanical issue
FDA | C54451 | Medical_Device_Problem_Codes_FDA_CDRH | C62887 | 1305 | Image orientation incorrect |  | Issue associated with an incorrect image orientation on the device display. |  | C63108 |  | Improper device output
FDA | C54451 | Medical_Device_Problem_Codes_FDA_CDRH | C62888 |  | Optical obstruction |  | Issue associated with the blocking of optical devices, e.g., visual pathways. |  | C62953 |  | Optical issue
FDA | C54451 | Medical_Device_Problem_Codes_FDA_CDRH | C62889 |  | Optical distortion |  | Issue associated with an optical defect in an image-forming system whereby the image is not the shape of an ideal image of the object. |  | C62953 |  | Optical issue
FDA | C54451 | Medical_Device_Problem_Codes_FDA_CDRH | C62890 |  | Optical discoloration |  | Issue associated with an optical streak or other pattern on the signal surface that causes a noticeable change of color from the rest of the pultruded surface. |  | C62953 |  | Optical issue
FDA | C54451 | Medical_Device_Problem_Codes_FDA_CDRH | C62891 | 1360 | Optical decentration | Lens, decentration of | Issue associated with being off-center of optical lenses. |  | C62953 |  | Optical issue
FDA | C54451 | Medical_Device_Problem_Codes_FDA_CDRH | C62892 |  | Operator calculation or calibration error |  | Issue associated with the use of the device in terms of erroneous calculation and/or miscalibration by users and/or operators of the device. |  | C63318 | 1670 | Incorrect care or use of device
FDA | C54451 | Medical_Device_Problem_Codes_FDA_CDRH | C62893 |  | Operating system version or upgrade problem |  | Issue associated with replacing an older operation system to an up-to-date operation system. |  | C63270 |  | Computer operating system issue
FDA | C54451 | Medical_Device_Problem_Codes_FDA_CDRH | C62894 |  | Operating system becomes non-functional |  | Issue that occur as a result of malfunction of the computer operating system (e.g Microsoft Vista) vs. an application software issue. |  | C63270 |  | Computer operating system issue
FDA | C54451 | Medical_Device_Problem_Codes_FDA_CDRH | C62895 | 1426 | Material opacification | Opacification¦Opaque | Issue associated with an undesirable opaqueness or cloudiness. |  | C62968 |  | Material integrity issue
FDA | C54451 | Medical_Device_Problem_Codes_FDA_CDRH | C62896 | 1423 | Occlusion within device | Plugged¦Occlusion | Issue associated with obstruction, closure or blockage of device opening, pipe, tube or another narrow comprising part. |  | C62897 | 2423 | Obstruction within device
FDA | C54451 | Medical_Device_Problem_Codes_FDA_CDRH | C62897 | 2423 | Obstruction within device | Obstruction |  |  | C63075 |  | Infusion or flow issue
FDA | C54451 | Medical_Device_Problem_Codes_FDA_CDRH | C62898 | 1420 | Nonstandard device or device component |  | Issue associated with a material that does not meet the specifications or requirements for which it was manufactured, and has not been subjected to use or processing other than that required for its initial manufacture. |  | C62948 | 1506 | Product quality issue
FDA | C54451 | Medical_Device_Problem_Codes_FDA_CDRH | C62899 | 2282 | No voice prompts | Prompts, no voice |  |  | C63094 | 2280 | Inappropriate prompts
FDA | C54451 | Medical_Device_Problem_Codes_FDA_CDRH | C62900 | 1435 | No device output | Output, none | Issue associated with no measurement outcome, value, or data obtained from the device. |  | C62941 |  | Output issue
FDA | C54451 | Medical_Device_Problem_Codes_FDA_CDRH | C62901 | 1382 | Missing device markings | Markings, none¦No markings on device |  |  | C62939 |  | Packaging issue
FDA | C54451 | Medical_Device_Problem_Codes_FDA_CDRH | C62902 |  | No flow |  | Issue associated with no intravenous therapy, i.e., drugs or fluids being delivered into a patient, even in the presence of positive pressure generated by a pump. |  | C63075 |  | Infusion or flow issue
FDA | C54451 | Medical_Device_Problem_Codes_FDA_CDRH | C62903 |  | No fail-safe mechanism |  |  |  | C62997 |  | Fail-safe mechanism issue
FDA | C54451 | Medical_Device_Problem_Codes_FDA_CDRH | C62904 | 1183 | No display or display failure | Display, failure to | Issue associated with the absence of visual indicator. |  | C62900 | 1435 | No device output
FDA | C54451 | Medical_Device_Problem_Codes_FDA_CDRH | C62906 |  | Naturally worn |  | Issue associated with material damage to a surface, usually involving progressive loss or displacement of material, due to relative motion between that surface and a contacting substance or substances. |  | C62970 | 1153 | Degraded
FDA | C54451 | Medical_Device_Problem_Codes_FDA_CDRH | C62907 |  | Mushroomed |  |  |  | C63248 |  | Material deformation
FDA | C54451 | Medical_Device_Problem_Codes_FDA_CDRH | C62908 | 1385 | Melted | Material molten¦Melts | Issue associated with the evidence of material softening, resulting in a nonreversible change. |  | C63248 |  | Material deformation
FDA | C54451 | Medical_Device_Problem_Codes_FDA_CDRH | C62909 |  | Moisture or humidity problem |  | Issue associated with water vapor or higher than normal concentrations of water in the immediate environment in which the device is being used. |  | C63209 |  | Environmental control or utility issue
FDA | C54451 | Medical_Device_Problem_Codes_FDA_CDRH | C62910 | 1405 | Moisture damage |  | Issue associated with damage inflicted upon device surfaces from water vapor or water in the immediate environment in which the device is being used. |  | C62909 |  | Moisture or humidity problem
FDA | C54451 | Medical_Device_Problem_Codes_FDA_CDRH | C62911 | 2531 | Missing device label | Labeling, missing |  |  | C62939 |  | Packaging issue
FDA | C54451 | Medical_Device_Problem_Codes_FDA_CDRH | C62912 |  | Instruction missing | Missing device instruction | Issue associated with the absence of any written, printed, or graphic matter that is typically affixed to a medical device or its containers, wrappers; or with any matter that typically accompanies a medical device including verbal instructions related to identification, technical description and use of the medical device. Excludes shipping documents which are provided by the device manufacturers. |  | C62939 |  | Packaging issue
FDA | C54451 | Medical_Device_Problem_Codes_FDA_CDRH | C62913 | 1401 | Misfocusing |  |  |  | C62891 | 1360 | Optical decentration
FDA | C54451 | Medical_Device_Problem_Codes_FDA_CDRH | C62914 | 2532 | Misfire |  | Issue associated with device and/or device components' inability to create a blasting charge to explode when expected. |  | C62961 | 1384 | Mechanical issue
FDA | C54451 | Medical_Device_Problem_Codes_FDA_CDRH | C62915 | 1399 | Misconnection | Improper connection | Issue associated with the connection of device and/or device components being improper or not in accordance with device specification, requirements and intended uses. |  | C62952 |  | Connection issue
FDA | C54451 | Medical_Device_Problem_Codes_FDA_CDRH | C62916 | 1473 | Power calculation error due to software problem | Power, miscalculation of |  |  | C63081 | 1495 | Incorrect programming calculations
FDA | C54451 | Medical_Device_Problem_Codes_FDA_CDRH | C62917 | 1395 | Migration of device or device component | Migration | Issue associated with an undesired movement of device and/or device components, related to its movement away from or dislodging from a source. |  | C62814 |  | Unintended movement
FDA | C54451 | Medical_Device_Problem_Codes_FDA_CDRH | C62918 | 1804 | Metal shredding debris | Debris, metal shedding |  |  | C63018 | 1120 | Contamination during use
FDA | C54451 | Medical_Device_Problem_Codes_FDA_CDRH | C62919 | 2682 | Patient-device incompatibility |  | Issue associated with the incompatibility of the device and patient while operating in the same use environment, thereby leading to a dysfunction between the device and the patient. |  | C62983 |  | Incompatibility problem
FDA | C54451 | Medical_Device_Problem_Codes_FDA_CDRH | C62920 |  | Device unsafe to use in environment |  |  |  | C62808 |  | Facilities issue
FDA | C54451 | Medical_Device_Problem_Codes_FDA_CDRH | C62921 | 2589 | Tipover | Device tipover |  |  | C63043 | 2616 | Malposition of device
FDA | C54451 | Medical_Device_Problem_Codes_FDA_CDRH | C62922 |  | Temperature issue |  | Issue associated any deviations from device documented performance specifications relating to the thermal state of the device operations as measured on a defined scale. |  | C62937 |  | Physical property issue
FDA | C54451 | Medical_Device_Problem_Codes_FDA_CDRH | C62923 | 2506 | Structural problem | Structural failure | Issue associated with the basic physical construction or physical make up of the device. |  | C62961 | 1384 | Mechanical issue
FDA | C54451 | Medical_Device_Problem_Codes_FDA_CDRH | C62924 | 1599 | Device stops intermittently |  | Issue associated with any deviation from device document specification relating to the irregular rate at which the device stops. |  | C62955 |  | Device operates differently than expected
FDA | C54451 | Medical_Device_Problem_Codes_FDA_CDRH | C62925 | 1570 | Shipping damage or problem |  |  |  | C63015 | 2284 | Device damaged prior to use
FDA | C54451 | Medical_Device_Problem_Codes_FDA_CDRH | C62926 | 1567 | Shelf life exceeded |  | Issue associated with surpassing the length of time which packaged device materials can be stored under specified conditions and still remain effective in use. |  | C62998 | 1216 | Device expiration issue
FDA | C54451 | Medical_Device_Problem_Codes_FDA_CDRH | C62927 |  | Device setting does not match patient condition |  | Issue associated with deviations from device-device documented performance specifications relating to device use in terms of the mismatch between the device setting parameters and the patient anatomical and/or physiological characteristics. |  | C63118 |  | Human factors issue
FDA | C54451 | Medical_Device_Problem_Codes_FDA_CDRH | C62928 | 1563 | Failure to service | Service, failure to | Issue associated with the lack of periodic manufacturing service for checks of basic operation, maintenance, and fault finding. |  | C62977 |  | Device maintenance issue
FDA | C54451 | Medical_Device_Problem_Codes_FDA_CDRH | C62929 | 1536 | Retraction problem | Retract, failure to | Issue associated with drawing back the device and/or device component to an intended location. |  | C62961 | 1384 | Mechanical issue
FDA | C54451 | Medical_Device_Problem_Codes_FDA_CDRH | C62931 | 1525 | Device remains activated |  | Issue associated with the occurrence of a signal line making a transition from its inactivated state to its active state and remains in this state when it is not expected to. |  | C62988 |  | Failure to shut off
FDA | C54451 | Medical_Device_Problem_Codes_FDA_CDRH | C62932 |  | Protective measure issue |  | Issue associated with any deviations from device documented performance specifications relating to the implemented and inherited design features specific to devices used for reducing risks to, or maintaining risks within, specified levels of the device. |  | C62954 |  | Device operational issue
FDA | C54451 | Medical_Device_Problem_Codes_FDA_CDRH | C62933 |  | Pre-use inspection not performed |  | Issue associated with the use of the device whereby a detailed examination or thorough visual and functional checking prior to use is absent. |  | C63318 | 1670 | Incorrect care or use of device
FDA | C54451 | Medical_Device_Problem_Codes_FDA_CDRH | C62934 |  | Pressure issue |  | Issue associated with the application of a force to a surface area during device preparation or use. |  | C63075 |  | Infusion or flow issue
FDA | C54451 | Medical_Device_Problem_Codes_FDA_CDRH | C62935 |  | Polarity switch | Device polarity switch | Issue associated with the output signal or power is reversed by physical or electrical means, e.g., in a multiple cell, series-connected battery this may be called cell reversal. Here, a cell is discharged completely and recharged with a reversed polarity by the continued discharge of the remaining cells. |  | C63007 | 1198 | Electrical issue
FDA | C54451 | Medical_Device_Problem_Codes_FDA_CDRH | C62937 |  | Physical property issue | Device physical property issue | Issue associated with any deviations from specifications relating to device physical properties in terms of material integrity, mechanical, manufacturing/shipping, communication/transmission, optical, temperature, chemical, and electronic issues. |  | C62996 | 2379 | Device Issue
FDA | C54451 | Medical_Device_Problem_Codes_FDA_CDRH | C62938 | 1456 | Device performance issue | Performance | Issue associated with the published instructions and requirements set forth by the device manufacturers for the procedures, methods, and techniques to use the designed equipment or systems. |  | C62955 |  | Device operates differently than expected
FDA | C54451 | Medical_Device_Problem_Codes_FDA_CDRH | C62939 |  | Packaging issue |  | Issue associated with the materials used to construct the cover or outer wrapping of the device. |  | C63041 |  | Manufacturing or shipping issue associated with device
FDA | C54451 | Medical_Device_Problem_Codes_FDA_CDRH | C62940 | 2312 | Incomplete or missing packaging | Packaging, incomplete/missing |  |  | C63240 |  | Device packaging compromised
FDA | C54451 | Medical_Device_Problem_Codes_FDA_CDRH | C62941 |  | Output issue |  | Issue associated with any deviation from device documented performance specifications relating to the end result, data, or test results provided by the device. |  | C62954 |  | Device operational issue
FDA | C54451 | Medical_Device_Problem_Codes_FDA_CDRH | C62942 |  | Output below specifications |  |  |  | C63108 |  | Improper device output
FDA | C54451 | Medical_Device_Problem_Codes_FDA_CDRH | C62943 | 1432 | Output above specifications |  |  |  | C63108 |  | Improper device output
FDA | C54451 | Medical_Device_Problem_Codes_FDA_CDRH | C62944 | 2311 | Out-of-box failure |  |  |  | C62948 | 1506 | Product quality issue
FDA | C54451 | Medical_Device_Problem_Codes_FDA_CDRH | C62945 |  | Chemical issue |  | Issue associated with any deviations from device documented performance specifications relating to any chemical characterization, i.e., element, compound, or mixture. |  | C62937 |  | Physical property issue
FDA | C54451 | Medical_Device_Problem_Codes_FDA_CDRH | C62946 | 1527 | Device or device fragments remain in patient |  | Issue associated with the inability to retrieve device and/or device fragments during medical procedures. |  | C62955 |  | Device operates differently than expected
FDA | C54451 | Medical_Device_Problem_Codes_FDA_CDRH | C62947 | 1583 | Size incorrect for patient | Size, incorrect |  |  | C62919 | 2682 | Patient-device incompatibility
FDA | C54451 | Medical_Device_Problem_Codes_FDA_CDRH | C62948 | 1506 | Product quality issue | Device or device component quality issue¦Quality, unsatisfactory or poor | Issue associated with an inherited device and/or device component characteristic that may not be satisfactory as specified. |  | C63041 |  | Manufacturing or shipping issue associated with device
FDA | C54451 | Medical_Device_Problem_Codes_FDA_CDRH | C62949 | 1669 | Failure to unfold or unwrap | Difficult to unfold or unwrap | Issue associated with the comprising materials' deformation in that a device fails to open its wrapping or open/extend to a certain fashion or form i.e. balloon or lens. |  | C63248 |  | Material deformation
FDA | C54451 | Medical_Device_Problem_Codes_FDA_CDRH | C62950 |  | Dislodged or dislocated | Dislocated¦Dislodged | Issue associated with mechanical force that displaces device and/or device components from an intended location. |  | C62961 | 1384 | Mechanical issue
FDA | C54451 | Medical_Device_Problem_Codes_FDA_CDRH | C62951 |  | Device or device component damaged by another device |  | Issue associated with the mechanical action of one material scratching and grinding another material between two or more devices. |  | C62961 | 1384 | Mechanical issue
FDA | C54451 | Medical_Device_Problem_Codes_FDA_CDRH | C62952 |  | Connection issue |  | Issue associated with linking of device and/or device components and/or the functional units set up to provide means for a transfer of fluid, gas, or data. |  | C62954 |  | Device operational issue
FDA | C54451 | Medical_Device_Problem_Codes_FDA_CDRH | C62953 |  | Optical issue |  | Issue associated with any deviations from device documented performance specifications relating to the luminous transmittance of visible light through the central pupillary (optical) area; or in short relating to light and vision characteristics of devices. |  | C62937 |  | Physical property issue
FDA | C54451 | Medical_Device_Problem_Codes_FDA_CDRH | C62954 |  | Device operational issue |  | Issue associated with any deviations from specifications relating to device operations in terms of, deployment, connection, electrical, computer software, infusion/flow, output, protective-measure, and incompatibility issues. |  | C62996 | 2379 | Device Issue
FDA | C54451 | Medical_Device_Problem_Codes_FDA_CDRH | C62955 |  | Device operates differently than expected |  | Issue associated with any deviations from documented performance specifications relating to device use in terms of unmet user needs or expectations while operating and using the device. |  | C63118 |  | Human factors issue
FDA | C54451 | Medical_Device_Problem_Codes_FDA_CDRH | C62956 | 1402 | Product mislabeled | Mislabeled | Issue associated with the misbranding or false labeling of an operating system, product, or device. |  | C63041 |  | Manufacturing or shipping issue associated with device
FDA | C54451 | Medical_Device_Problem_Codes_FDA_CDRH | C62957 |  | Device misassembled during manufacturing or shipping |  |  |  | C63041 |  | Manufacturing or shipping issue associated with device
FDA | C54451 | Medical_Device_Problem_Codes_FDA_CDRH | C62958 | 1398 | Misassembled by users | Misassembly | Issue associated with the use of the device characterized by users' incorrect assembly of device components, parts or constituents. |  | C63318 | 1670 | Incorrect care or use of device
FDA | C54451 | Medical_Device_Problem_Codes_FDA_CDRH | C62959 | 1397 | Misapplied device | Misapplication |  |  | C63318 | 1670 | Incorrect care or use of device
FDA | C54451 | Medical_Device_Problem_Codes_FDA_CDRH | C62960 |  | Mechanics altered |  | Issue associated with device mechanical functioning of machinery, moving parts or tools of the device being changed or modified. |  | C62961 | 1384 | Mechanical issue
FDA | C54451 | Medical_Device_Problem_Codes_FDA_CDRH | C62961 | 1384 | Mechanical issue | Mechanical failure | Issue associated with any deviations from device documented performance specifications relating to mechanical defects, including moving parts or subassemblies, etc. |  | C62937 |  | Physical property issue
FDA | C54451 | Medical_Device_Problem_Codes_FDA_CDRH | C62962 |  | Material twisted | Twisting |  |  | C63248 |  | Material deformation
FDA | C54451 | Medical_Device_Problem_Codes_FDA_CDRH | C62963 | 2537 | Split | Material split¦Splitting | Issue associated with an undesired tearing of the material membrane that may be due to exceeding the tensile stress limits belonging to the materials used in device construction. |  | C62968 |  | Material integrity issue
FDA | C54451 | Medical_Device_Problem_Codes_FDA_CDRH | C62964 | 1562 | Material separation | Separation¦Separates | Issue associated with an undesired disassociation or breaking apart of materials used in device construction. |  | C62968 |  | Material integrity issue
FDA | C54451 | Medical_Device_Problem_Codes_FDA_CDRH | C62965 | 1546 | Material rupture | Rupture | Issue associated with the breaking or tearing apart of a material. |  | C62967 | 2205 | Material perforation
FDA | C54451 | Medical_Device_Problem_Codes_FDA_CDRH | C62966 | 1504 | Material puncture | Puncture | Issue associated with the comprising material(s) being penetrated, pierced or punctured, especially with a sharp or pointed object. |  | C62967 | 2205 | Material perforation
FDA | C54451 | Medical_Device_Problem_Codes_FDA_CDRH | C62967 | 2205 | Material perforation | Perforation | Issue associated with an undesired material damage characterized by closely spaced punched or drilled holes. |  | C62968 |  | Material integrity issue
FDA | C54451 | Medical_Device_Problem_Codes_FDA_CDRH | C62968 |  | Material integrity issue |  | Issue associated with any deviations from device documented performance specifications relating to the limited durability of all material used to construct the device. |  | C62937 |  | Physical property issue
FDA | C54451 | Medical_Device_Problem_Codes_FDA_CDRH | C62969 | 1261 | Material fragmentation | Fragmentation | Issue associated with the breaking of a material in such a way the bulk of the material is of a convenient size for handling. |  | C62973 | 1069 | Break
FDA | C54451 | Medical_Device_Problem_Codes_FDA_CDRH | C62970 | 1153 | Degraded | Material degradation | Issue associated with a deleterious change in the chemical structure, physical properties, or appearance in the materials that are used in device construction. |  | C62968 |  | Material integrity issue
FDA | C54451 | Medical_Device_Problem_Codes_FDA_CDRH | C62971 | 1135 | Crack | Crack(s)¦Material crack | Issue associated with an undesired separation and/or a visible opening along the length or width in the materials that are used in device construction. |  | C62968 |  | Material integrity issue
FDA | C54451 | Medical_Device_Problem_Codes_FDA_CDRH | C62972 | 1074 | Burst | Material burst | Issue associated with an undesired open breakage in the materials that are used in device construction. |  | C62968 |  | Material integrity issue
FDA | C54451 | Medical_Device_Problem_Codes_FDA_CDRH | C62973 | 1069 | Break | Device breakage¦Material break | Issue associated with undesired damage or breakage of those materials used in device construction. |  | C62968 |  | Material integrity issue
FDA | C54451 | Medical_Device_Problem_Codes_FDA_CDRH | C62974 |  | Device markings worn out |  | Issue associated with the aging or wear of any written, printed or graphic material that is affixed to a medical device or any of its containers or wrappers or accompanying the device including verbal instructions, relating to identification, technical description, and usage which are provided by the device manufacturers. |  | C62976 |  | Device markings issue
FDA | C54451 | Medical_Device_Problem_Codes_FDA_CDRH | C62975 | 1381 | Device marking unclear |  | Issue associated with the clarity of any written, printed or graphic material that is affixed to a medical device or any of its containers or wrappers or accompanying the device including verbal instructions, relating to identification, technical description, and usage which are provided by the device manufacturers. |  | C62976 |  | Device markings issue
FDA | C54451 | Medical_Device_Problem_Codes_FDA_CDRH | C62976 |  | Device markings issue |  |  |  | C63319 |  | Labeling or Instruction for use issue
FDA | C54451 | Medical_Device_Problem_Codes_FDA_CDRH | C62977 |  | Device maintenance issue | Maintain, failure to | Issue associated with deficient device servicing. |  | C62808 |  | Facilities issue
FDA | C54451 | Medical_Device_Problem_Codes_FDA_CDRH | C62978 |  | Maintenance does not comply to manufacturers recommendations | Maintenance not to manufacturers recommendations | Issue associated with the non-compliance or non-performance to manufacturer specifications relating to device routine maintenance, i.e., periodic inspection, failure detection, repair, and care of the device to sustain or restore acceptable operating conditions. |  | C62977 |  | Device maintenance issue
FDA | C54451 | Medical_Device_Problem_Codes_FDA_CDRH | C62979 | 1663 | Device inoperable | Device, inoperable | Issue associated with the device being in a nonfunctional or inoperable state and cannot be used unless the causes of the inoperability are located and fixed. |  | C63007 | 1198 | Electrical issue
FDA | C54451 | Medical_Device_Problem_Codes_FDA_CDRH | C62981 | 2426 | High pH | pH, high |  |  | C62982 |  | Device ingredient or reagent issue
FDA | C54451 | Medical_Device_Problem_Codes_FDA_CDRH | C62982 |  | Device ingredient or reagent issue |  |  |  | C62945 |  | Chemical issue
FDA | C54451 | Medical_Device_Problem_Codes_FDA_CDRH | C62983 |  | Incompatibility problem | Compatibility | Issue associated with any deviations from device documented performance specifications relating to the lack of compatibility between items to properly function together and leading to dysfunction between two or more devices, components, or between the device and the substance (medication, body fluid) it contains or transports. This type excludes disconnection. |  | C62954 |  | Device operational issue
FDA | C54451 | Medical_Device_Problem_Codes_FDA_CDRH | C62984 | 1247 | Device flammable | Flammable |  |  | C62920 |  | Device unsafe to use in environment
FDA | C54451 | Medical_Device_Problem_Codes_FDA_CDRH | C62985 | 2308 | Inadequate filtration process | Filtration process, inadequate |  |  | C62986 |  | Filtration issue
FDA | C54451 | Medical_Device_Problem_Codes_FDA_CDRH | C62986 |  | Filtration issue |  | Issue associated with the process of passing a substance through a porous medium, e.g., a blood clot filter for the removal of suspended matter. |  | C63075 |  | Infusion or flow issue
FDA | C54451 | Medical_Device_Problem_Codes_FDA_CDRH | C62987 | 1683 | Failure to zero | Zero, failure to |  |  | C62852 |  | Reset issue
FDA | C54451 | Medical_Device_Problem_Codes_FDA_CDRH | C62988 |  | Failure to shut off |  |  |  | C63005 |  | Electronic property issue
FDA | C54451 | Medical_Device_Problem_Codes_FDA_CDRH | C62989 |  | Failure of device to self-test |  | Issue associated with the incapability to perform any procedural examination by itself prior to use. |  | C62997 |  | Fail-safe mechanism issue
FDA | C54451 | Medical_Device_Problem_Codes_FDA_CDRH | C62990 | 1466 | Failure to run on portable mode | Portable mode, failure to run on |  |  | C63030 |  | Battery issue
FDA | C54451 | Medical_Device_Problem_Codes_FDA_CDRH | C62991 | 1532 | Failure to reset | Reset, failure to |  |  | C62852 |  | Reset issue
FDA | C54451 | Medical_Device_Problem_Codes_FDA_CDRH | C62992 | 1476 | Failure to power-up | Power-up, failure to |  |  | C63025 |  | Power source issue
FDA | C54451 | Medical_Device_Problem_Codes_FDA_CDRH | C62993 | 1081 | Failure to capture | Capture, failure to | Issue associated with the failure to achieve effective and consistent depolarization of the heart resulting from the electrical stimulus of the pacemaker. |  | C63027 |  | Capturing issue
FDA | C54451 | Medical_Device_Problem_Codes_FDA_CDRH | C62994 | 2440 | Failure to calibrate | Calibrate, failure to | Issue associated with the performance of the device to assure it complies with the appropriate specifications for precision and conforms to device standards. |  | C63028 |  | Calibration issue
FDA | C54451 | Medical_Device_Problem_Codes_FDA_CDRH | C62995 |  | Failure to auto stop |  | Issue associated with the inability of a device to turn itself off when the device is not in an operable condition. |  | C62932 |  | Protective measure issue
FDA | C54451 | Medical_Device_Problem_Codes_FDA_CDRH | C62996 | 2379 | Device Issue | Malfunction¦Device failure |  |  | C54034 |  |  | Reportable Event
FDA | C54451 | Medical_Device_Problem_Codes_FDA_CDRH | C62997 |  | Fail-safe mechanism issue |  |  |  | C62932 |  | Protective measure issue
FDA | C54451 | Medical_Device_Problem_Codes_FDA_CDRH | C62998 | 1216 | Device expiration issue | Expiration date exceeded | Issue associated with the use beyond the expected maximum period of useful life as defined by the manufacturers. |  | C62808 |  | Facilities issue
FDA | C54451 | Medical_Device_Problem_Codes_FDA_CDRH | C62999 | 2528 | Expiration date error |  | Issue associated with the erroneous notion that the device has exceeded its effective use-life under proper facility storage and handling conditions. |  | C62998 | 1216 | Device expiration issue
FDA | C54451 | Medical_Device_Problem_Codes_FDA_CDRH | C63000 | 1210 | Energy spectrum incorrect |  |  |  | C63002 | 1431 | Output energy incorrect
FDA | C54451 | Medical_Device_Problem_Codes_FDA_CDRH | C63001 | 1209 | Energy output to patient tissue incorrect |  |  |  | C63002 | 1431 | Output energy incorrect
FDA | C54451 | Medical_Device_Problem_Codes_FDA_CDRH | C63002 | 1431 | Output energy incorrect |  |  |  | C63108 |  | Improper device output
FDA | C54451 | Medical_Device_Problem_Codes_FDA_CDRH | C63003 | 1585 | Smoking | Smoke | Issue associated with a cloud of vapor or gas generated from the device, generally associated after a fire or a burn. |  | C62922 |  | Temperature issue
FDA | C54451 | Medical_Device_Problem_Codes_FDA_CDRH | C63004 | 1425 | Device emits odor |  |  |  | C62955 |  | Device operates differently than expected
FDA | C54451 | Medical_Device_Problem_Codes_FDA_CDRH | C63005 |  | Electronic property issue |  | Issue associated with any deviations from device documented performance specifications relating to devices, circuits, or systems utilizing electrons and in association with components to convert, control and condition of electric power (alternating or direct current), and of voltage and current. |  | C62937 |  | Physical property issue
FDA | C54451 | Medical_Device_Problem_Codes_FDA_CDRH | C63006 |  | Electrical resistance issue |  | Issue associated with the occurrence at which the ratio of voltage applied to a current flowing in a body, i.e., resistance, neglects capacitative and inductive effects. |  | C63007 | 1198 | Electrical issue
FDA | C54451 | Medical_Device_Problem_Codes_FDA_CDRH | C63007 | 1198 | Electrical issue | Device electrical issue¦Electrical failure | Issue associated with any deviations from device documented performance specifications relating to electrical processes of a device and/or device components that have an applied part or transferred energy to and from the patient or detect such energy transfer to or from the patient. |  | C62954 |  | Device operational issue
FDA | C54451 | Medical_Device_Problem_Codes_FDA_CDRH | C63008 |  | Device disinfection or sterilization issue |  |  |  | C63099 | 1091 | Inadequate device cleaning
FDA | C54451 | Medical_Device_Problem_Codes_FDA_CDRH | C63009 |  | Difficult to use or set up |  | Issue associated with any deviations from device documented performance specifications relating to device use in terms of users experiencing difficulty in setting up, preparing and/or using the device. |  | C63118 |  | Human factors issue
FDA | C54451 | Medical_Device_Problem_Codes_FDA_CDRH | C63010 | 1487 | Device difficult to prepare | Prep, difficult to | Issue associated with the use of the device in terms of user experiencing difficulty in preparing the device for use, even if the operation is being performed according to labeled instructions for use. |  | C63009 |  | Difficult to use or set up
FDA | C54451 | Medical_Device_Problem_Codes_FDA_CDRH | C63012 |  | Difficult to open or close |  | Issue associated with the use of the device in terms of user experiencing difficulty opening and closing the device, even if the operation is being performed according to labeled instructions for use. |  | C63009 |  | Difficult to use or set up
FDA | C54451 | Medical_Device_Problem_Codes_FDA_CDRH | C63013 |  | Deployment issue |  | Issue associated with any deviations from device documented performance specifications relating to the sequence of events for activation and positioning of a module to a specific location, e.g. for interventional stenting, optimal deployment can be defined as the stent being fully opened along the length of the stent and embedded in the arterial tissue or pathology. |  | C62954 |  | Device operational issue
FDA | C54451 | Medical_Device_Problem_Codes_FDA_CDRH | C63014 | 1421 | Delivered as unsterile product | Nonsterility | Issue associated with the delivery of a device and/or device component that has any viable organism, either active or dormant, thereby compromising the device's sterility. |  | C63019 |  | Item contaminated during manufacturing or shipping
FDA | C54451 | Medical_Device_Problem_Codes_FDA_CDRH | C63015 | 2284 | Device damaged prior to use | Damage, internal/external¦Item damaged prior to use¦Damaged item |  |  | C63041 |  | Manufacturing or shipping issue associated with device
FDA | C54451 | Medical_Device_Problem_Codes_FDA_CDRH | C63016 | 2317 | Device contamination with blood or blood product | Blood contaminated device |  |  | C63017 |  | Device Contamination with biological material
FDA | C54451 | Medical_Device_Problem_Codes_FDA_CDRH | C63017 |  | Device Contamination with biological material |  |  |  | C63018 | 1120 | Contamination during use
FDA | C54451 | Medical_Device_Problem_Codes_FDA_CDRH | C63018 | 1120 | Contamination during use | Contamination | Issue associated with the undesired introduction of impurities either chemical or microbiological in nature, or of foreign matter into or onto the raw material or during production, sampling, packaging or repackaging, during transport or during use of the device. |  | C63276 |  | Cleaning disinfecting or sterilization problem during device use
FDA | C54451 | Medical_Device_Problem_Codes_FDA_CDRH | C63019 |  | Item contaminated during manufacturing or shipping |  | Issue associated with the presence of any unexpected foreign substance found on the surface or in the package materials, which may affect optimal performance for its intended use. |  | C63041 |  | Manufacturing or shipping issue associated with device
FDA | C54451 | Medical_Device_Problem_Codes_FDA_CDRH | C63020 |  | Component or accessory incompatibility |  | Issue associated with the incompatibility of any device and/or device components while being operated in the same use environment thereby leading to a dysfunction between the device and its components. |  | C62983 |  | Incompatibility problem
FDA | C54451 | Medical_Device_Problem_Codes_FDA_CDRH | C63021 | 2306 | Component missing | Components, missing | Issue associated with the absence of any part, substance, software, hardware, or raw material that is designed to be put together as part of the finished device or product. |  | C63041 |  | Manufacturing or shipping issue associated with device
FDA | C54451 | Medical_Device_Problem_Codes_FDA_CDRH | C63022 | 1108 | Component incompatible | Component(s), incompatible |  |  | C63020 |  | Component or accessory incompatibility
FDA | C54451 | Medical_Device_Problem_Codes_FDA_CDRH | C63023 | 2292 | Defective component | Components, defective | Issue associated with a device component having flaws of dimensional deviations greater than acceptable for the intended use. |  | C63250 | 2588 | Defective item
FDA | C54451 | Medical_Device_Problem_Codes_FDA_CDRH | C63024 | 1094 | Device clogged | Clogged |  |  | C62896 | 1423 | Occlusion within device
FDA | C54451 | Medical_Device_Problem_Codes_FDA_CDRH | C63025 |  | Power source issue |  |  |  | C63007 | 1198 | Electrical issue
FDA | C54451 | Medical_Device_Problem_Codes_FDA_CDRH | C63026 |  | Charging issue |  | Issue associated with the inability of device and/or device components to successfully charge an electrical source. |  | C63025 |  | Power source issue
FDA | C54451 | Medical_Device_Problem_Codes_FDA_CDRH | C63027 |  | Capturing issue |  | Issue associated with the inability of device and/or device components to achieve successful depolarization and contraction of a cardiac chamber caused by a pacemaker output pulse. |  | C63007 | 1198 | Electrical issue
FDA | C54451 | Medical_Device_Problem_Codes_FDA_CDRH | C63028 |  | Calibration issue |  | Issue associated with the comparison of a measurement system or device of unverified accuracy to a measurement system or device of unknown and greater accuracy, to detect and correct any variation from required performance specifications of the measurement of the system or device. |  | C62954 |  | Device operational issue
FDA | C54451 | Medical_Device_Problem_Codes_FDA_CDRH | C63030 |  | Battery issue |  |  |  | C63025 |  | Power source issue
FDA | C54451 | Medical_Device_Problem_Codes_FDA_CDRH | C63031 |  | Inappropriate reset to default |  | Issue associated with the inability to appropriately perform or generate any automated setting if no specific selection has made by the users. |  | C62852 |  | Reset issue
FDA | C54451 | Medical_Device_Problem_Codes_FDA_CDRH | C63032 | 1031 | Application problems |  | Issue associated with difficulties in attaching a device to another object including another device or device component or to a patient body part. |  | C62955 |  | Device operates differently than expected
FDA | C54451 | Medical_Device_Problem_Codes_FDA_CDRH | C63033 | 1012 | Device alarm system issue | Alarm, failure to¦Alarm failure | Issue associated with electrical equipment or a system that detects alarm conditions (a state of the alarm system when it has determined that a potential or actual hazard exists) and, as appropriate, generates alarm signals. |  | C62932 |  | Protective measure issue
FDA | C54451 | Medical_Device_Problem_Codes_FDA_CDRH | C63034 |  | Advancement issue |  | Issue associated with the forward movement of the device and/or device components to an intended location. |  | C62961 | 1384 | Mechanical issue
FDA | C54451 | Medical_Device_Problem_Codes_FDA_CDRH | C63035 | 2577 | Difficult or delayed activation | Activation, difficult /delayed¦Activation, difficult or delayed |  |  | C63244 | 1157 | Difficult to deploy
FDA | C54451 | Medical_Device_Problem_Codes_FDA_CDRH | C63036 | 1004 | Accessory incompatible | Accessories, incompatible |  |  | C63020 |  | Component or accessory incompatibility
FDA | C54451 | Medical_Device_Problem_Codes_FDA_CDRH | C63037 | 1387 | Device abrasion from instrument or another object | Abrasion from instrument/object |  |  | C62846 |  | Scratched material
FDA | C54451 | Medical_Device_Problem_Codes_FDA_CDRH | C63038 | 2590 | Device or device fragments location unknown | Device/device fragments, unknown location of |  |  | C62950 |  | Dislodged or dislocated
FDA | C54451 | Medical_Device_Problem_Codes_FDA_CDRH | C63039 |  | Mechanical jam |  | Issue associated with a clogging action which can produce a chain stop of the device and/or device components' overall processes. |  | C62961 | 1384 | Mechanical issue
FDA | C54451 | Medical_Device_Problem_Codes_FDA_CDRH | C63040 |  | Measurement system incompatibility |  | Issue associated with the incompatibility of the measurement systems between and/or within device systems that are inherent to the individual device thereby leading to miscalculated or mismatched measurements from those devices, e.g., international metric system versus U.S. measurement system. |  | C62983 |  | Incompatibility problem
FDA | C54451 | Medical_Device_Problem_Codes_FDA_CDRH | C63041 |  | Manufacturing or shipping issue associated with device |  | Issue associated with any deviations from device documented performance specifications relating to non-conformity during manufacture to the design of an item or to specified manufacturing processes. |  | C62937 |  | Physical property issue
FDA | C54451 | Medical_Device_Problem_Codes_FDA_CDRH | C63042 |  | Application security issue | Computer virus infection | Issue associated with the acquisition of computer programming codes that can replicate and spread from one computer system to another thereby leading to damaged software, hardware and data. |  | C63259 |  | Unauthorized access to computer system
FDA | C54451 | Medical_Device_Problem_Codes_FDA_CDRH | C63043 | 2616 | Malposition of device | Malposition | Issue associated with device rotation in the pocket or is riding to high or low. |  | C62950 |  | Dislodged or dislocated
FDA | C54451 | Medical_Device_Problem_Codes_FDA_CDRH | C63044 | 2575 | Low threshold | Threshold, low |  |  | C63061 | 2293 | Invalid sensing
FDA | C54451 | Medical_Device_Problem_Codes_FDA_CDRH | C63045 | 2458 | Low test results | Test results, low |  |  | C62829 | 2456 | Incorrect or inadequate test results
FDA | C54451 | Medical_Device_Problem_Codes_FDA_CDRH | C63046 | 2460 | Low readings | Readings, low |  |  | C62848 | 1535 | Incorrect or inadequate result
FDA | C54451 | Medical_Device_Problem_Codes_FDA_CDRH | C63047 | 2285 | Low impedance | Impedance, low | Issue associated with a lower than intended total opposition that a circuit presents to the flow of an alternating current. |  | C63114 |  | Impedance issue
FDA | C54451 | Medical_Device_Problem_Codes_FDA_CDRH | C63048 | 2584 | Low battery | Battery, low |  |  | C63030 |  | Battery issue
FDA | C54451 | Medical_Device_Problem_Codes_FDA_CDRH | C63049 | 1016 | Low audible alarm | Alarm, low audible |  |  | C63112 |  | Improper alarm
FDA | C54451 | Medical_Device_Problem_Codes_FDA_CDRH | C63050 | 1633 | Loss of threshold | Threshold, loss of | Issue associated with the loss of the minimum amount of energy, voltage, or current needed to consistently stimulate the heart muscle. |  | C63061 | 2293 | Invalid sensing
FDA | C54451 | Medical_Device_Problem_Codes_FDA_CDRH | C63051 | 1534 | Loss of resistance | Resistance, loss of |  |  | C63006 |  | Electrical resistance issue
FDA | C54451 | Medical_Device_Problem_Codes_FDA_CDRH | C63052 | 1475 | Loss of power | Power, loss of | Issue associated with no power supply or electrical energy, including batteries that can provide power for the parent device or power to run auxiliary function, i.e. alarms, memory. |  | C63217 |  | Electrical power problem
FDA | C54451 | Medical_Device_Problem_Codes_FDA_CDRH | C63053 | 2408 | Loss of osseointegration | Osseointegration, loss of |  |  | C62886 |  | Osseointegration issue
FDA | C54451 | Medical_Device_Problem_Codes_FDA_CDRH | C63054 | 1043 | Loss of augmentation | Augmentation, loss of |  |  | C62955 |  | Device operates differently than expected
FDA | C54451 | Medical_Device_Problem_Codes_FDA_CDRH | C63055 | 1371 | Loose connection | Connection(s), loose |  |  | C62952 |  | Connection issue
FDA | C54451 | Medical_Device_Problem_Codes_FDA_CDRH | C63056 | 1370 | Looping |  |  |  | C63039 |  | Mechanical jam
FDA | C54451 | Medical_Device_Problem_Codes_FDA_CDRH | C63057 |  | Light interference |  |  |  | C62953 |  | Optical issue
FDA | C54451 | Medical_Device_Problem_Codes_FDA_CDRH | C63058 | 1354 | Leak | Leak(s) | Issue associated with the discontinuity of flow of gas, air, or fluids from a hole, or void in the wall of an enclosure, capable of passing liquid or gas from one side of the wall to the other under mechanical action of pressure or concentration differential existing across the wall, independent of the quantity of fluid flowing. |  | C62961 | 1384 | Mechanical issue
FDA | C54451 | Medical_Device_Problem_Codes_FDA_CDRH | C63059 | 1340 | Knotted | Knot¦Knotted material |  |  | C62962 |  | Material twisted
FDA | C54451 | Medical_Device_Problem_Codes_FDA_CDRH | C63060 | 1339 | Kinked | Kink¦Kinked material |  |  | C63296 | 1059 | Bent
FDA | C54451 | Medical_Device_Problem_Codes_FDA_CDRH | C63061 | 2293 | Invalid sensing | Sensing, invalid | Issue associated with the inaccuracy of a device designed to respond to a physical stimulus (as temperature, illumination, motion) to transmit a resulting signal that can not be used for interpretation or measurement. |  | C63238 |  | Device sensing issue
FDA | C54451 | Medical_Device_Problem_Codes_FDA_CDRH | C63063 | 1336 | Material invagination | Invagination |  |  | C63248 |  | Material deformation
FDA | C54451 | Medical_Device_Problem_Codes_FDA_CDRH | C63064 | 2287 | Intermittent shock | Shock, intermittent | Issue associated with the failure to deliver shock for a limited period of time, following which the item recovers its ability to perform its required function without being subjected to any external corrective action. Note: such as failure is often recurrent. |  | C63158 | 1573 | Failure to shock or properly shock
FDA | C54451 | Medical_Device_Problem_Codes_FDA_CDRH | C63065 | 1558 | Sensing intermittently |  |  |  | C63061 | 2293 | Invalid sensing
FDA | C54451 | Medical_Device_Problem_Codes_FDA_CDRH | C63066 | 1443 | Pacing intermittently |  | Issue associated with the failure of pacing device for a limited period of time, following which the item recovers its ability to perform its required function without being subjected to any external corrective action. Note: such as failure is often recurrent. |  | C63169 | 1439 | Failure to pace or properly pace
FDA | C54451 | Medical_Device_Problem_Codes_FDA_CDRH | C63067 | 2341 | Intermittent infusion, | Infusion, intermittent |  |  | C63110 |  | Improper flow or infusion
FDA | C54451 | Medical_Device_Problem_Codes_FDA_CDRH | C63068 | 1121 | Intermittent continuity | Continuity, intermittent |  |  | C63277 | 1089 | Circuit Failure
FDA | C54451 | Medical_Device_Problem_Codes_FDA_CDRH | C63069 | 1080 | Intermittent capture | Capture, intermittent | Issue associated with the ineffective and inconsistent depolarization of the heart. |  | C63027 |  | Capturing issue
FDA | C54451 | Medical_Device_Problem_Codes_FDA_CDRH | C63070 | 1287 | Insufficient heating | Heating, inadequate | Issue associated with device or device parts being insufficiently heated in device active (working) or/and non-active (non-working) state. The concept does not refer to the problem resulted from ambient temperature. |  | C62922 |  | Temperature issue
FDA | C54451 | Medical_Device_Problem_Codes_FDA_CDRH | C63071 | 1130 | Insufficient cooling | Cooling, inadequate | Issue associated with device or device parts being insufficiently cool in device active (working) or/and non-active (non-working) state. The concept does not refer to the problem resulted from ambient temperature. |  | C62922 |  | Temperature issue
FDA | C54451 | Medical_Device_Problem_Codes_FDA_CDRH | C63072 | 1318 | Instruction for use issue | Instructions, inadequate | Issue associated with the accuracy and appropriateness of any written, printed, or graphic matter that is affixed to a medical device or its containers, wrappers; with any matter that accompanies a medical device including verbal instructions related to identification, technical description and use of the medical device provided by the device manufactures. |  | C63319 |  | Labeling or Instruction for use issue
FDA | C54451 | Medical_Device_Problem_Codes_FDA_CDRH | C63073 |  | Instruction for device use is contrary to standard of medical care |  | Issue associated with any written, printed, or graphic matter that is affixed to a medical device or its containers, wrappers; with any matter that accompanies a medical device including verbal instructions related to identification, technical description and use of the medical device provided by the device manufactures that depart from the standard of medical care in a given environment. |  | C63072 | 1318 | Instruction for use issue
FDA | C54451 | Medical_Device_Problem_Codes_FDA_CDRH | C63074 |  | Installation-related problem | Installation error | Issue associated with the introduction of the product into the hospital's organization and environment and the initial configuration of the device prior to use. |  | C62808 |  | Facilities issue
FDA | C54451 | Medical_Device_Problem_Codes_FDA_CDRH | C63075 |  | Infusion or flow issue |  | Issue associated with any deviations from device documented performance specifications relating to the regulation and delivery of therapy, e.g., air, gas, drugs or fluids, into a device or patient under positive pressure that is being generated by a pump. |  | C62954 |  | Device operational issue
FDA | C54451 | Medical_Device_Problem_Codes_FDA_CDRH | C63076 | 1310 | Inflation issue | Inflation difficulties | Issue associated with the inability of device and/or device components to expand or enlarge with gas or air. |  | C63075 |  | Infusion or flow issue
FDA | C54451 | Medical_Device_Problem_Codes_FDA_CDRH | C63077 | 1501 | Increased pump speed | Pump speed, increased |  |  | C62860 |  | Pumping issue
FDA | C54451 | Medical_Device_Problem_Codes_FDA_CDRH | C63078 | 2535 | Increased sensitivity | Sensitivity, increased |  |  | C63061 | 2293 | Invalid sensing
FDA | C54451 | Medical_Device_Problem_Codes_FDA_CDRH | C63079 | 1604 | Increase in suction | Aspiration, excessive¦Excessive aspiration¦Suction, increase in |  |  | C62833 | 2170 | Suction issue
FDA | C54451 | Medical_Device_Problem_Codes_FDA_CDRH | C63080 | 1491 | Increase in pressure | Pressure, increase in |  |  | C62934 |  | Pressure issue
FDA | C54451 | Medical_Device_Problem_Codes_FDA_CDRH | C63081 | 1495 | Incorrect programming calculations | Programming calculations, incorrect |  |  | C62839 |  | Programming issue
FDA | C54451 | Medical_Device_Problem_Codes_FDA_CDRH | C63082 | 1494 | Incorrect product | Product, incorrect |  |  | C62862 | 2017 | Improper or incorrect procedure or method
FDA | C54451 | Medical_Device_Problem_Codes_FDA_CDRH | C63083 | 1449 | Parameter calculation error due to software problem | Parameter calculations, incorrect |  |  | C63081 | 1495 | Incorrect programming calculations
FDA | C54451 | Medical_Device_Problem_Codes_FDA_CDRH | C63084 |  | Incorrect component shipped |  | Issue associated with the delivery of an inappropriate device component to a user facility. |  | C63041 |  | Manufacturing or shipping issue associated with device
FDA | C54451 | Medical_Device_Problem_Codes_FDA_CDRH | C63085 | 1383 | Incorrect measurement | Measurements, inaccurate |  |  | C62848 | 1535 | Incorrect or inadequate result
FDA | C54451 | Medical_Device_Problem_Codes_FDA_CDRH | C63086 | 1543 | Incorrect interpretation of rhythm | Rhythm, incorrect interpretation of |  |  | C63061 | 2293 | Invalid sensing
FDA | C54451 | Medical_Device_Problem_Codes_FDA_CDRH | C63087 | 1319 | Incorrect instruction for device use | Instructions, incorrect | Issue associated with inaccuracies in any written, printed, or graphic matter that is affixed to a medical device or its containers, wrappers; with any matter that accompanies a medical device including verbal instructions related to identification, technical description and use of the medical device provided by the device manufacturers. |  | C63072 | 1318 | Instruction for use issue
FDA | C54451 | Medical_Device_Problem_Codes_FDA_CDRH | C63088 | 1184 | Incorrect display | Display, incorrect | Issue associated with device failure and malfunction when device does not display adequate results or have proper display. |  | C63108 |  | Improper device output
FDA | C54451 | Medical_Device_Problem_Codes_FDA_CDRH | C63089 |  | Incomplete instruction |  | Issue associated with the completeness of any written, printed, or graphic matter that is affixed to a medical device or its containers, wrappers; with any matter that accompanies a medical device including verbal instructions related to identification, technical description and use of the medical device provided by the device manufactures. |  | C63072 | 1318 | Instruction for use issue
FDA | C54451 | Medical_Device_Problem_Codes_FDA_CDRH | C63090 | 2507 | Incomplete cooptation |  | Issue associated with the heart valve leaflet not closing properly. |  | C62923 | 2506 | Structural problem
FDA | C54451 | Medical_Device_Problem_Codes_FDA_CDRH | C63092 | 2283 | Inaudible voice prompts | Prompts, inaudible voice |  |  | C63094 | 2280 | Inappropriate prompts
FDA | C54451 | Medical_Device_Problem_Codes_FDA_CDRH | C63093 | 1574 | Inappropriate shock | Shock, inappropriate | Issue associated with the inappropriate occurrence of a short duration of a high force at the initial part of an impact. |  | C63158 | 1573 | Failure to shock or properly shock
FDA | C54451 | Medical_Device_Problem_Codes_FDA_CDRH | C63094 | 2280 | Inappropriate prompts | Prompts, inappropriate |  |  | C63108 |  | Improper device output
FDA | C54451 | Medical_Device_Problem_Codes_FDA_CDRH | C63095 | 1600 | Inadequate storage | Storage, inadequate¦Storage inadequate | Issue associated with adverse device storage conditions such as room temperature, humidity, light exposure, etc. |  | C62808 |  | Facilities issue
FDA | C54451 | Medical_Device_Problem_Codes_FDA_CDRH | C63096 | 1533 | Inadequate resistance | Resistance, inadequate |  |  | C63006 |  | Electrical resistance issue
FDA | C54451 | Medical_Device_Problem_Codes_FDA_CDRH | C63097 | 1442 | Pacing inadequately |  | Issue associated with an inadequate voltage generated by a ground current between two points on the surface of the ground at a distance apart corresponding to the conventional length of an ordinary pace. |  | C63169 | 1439 | Failure to pace or properly pace
FDA | C54451 | Medical_Device_Problem_Codes_FDA_CDRH | C63098 | 1564 | Inadequate service | Service, inadequate | Issue associated with the insufficient periodic manufacturing services for checks of basic operation, maintenance, and fault finding. |  | C62977 |  | Device maintenance issue
FDA | C54451 | Medical_Device_Problem_Codes_FDA_CDRH | C63099 | 1091 | Inadequate device cleaning | Clean, failure to¦Cleaning, inadequate | Issue associated with the insufficient removal of unwanted visible soil, foreign material or organism deposits on the external surfaces, crevices, joints of a device by a mechanical and/or manual process intended to render the device sterile, safe for handling, and/or for further processes to decontaminate. |  | C63276 |  | Cleaning disinfecting or sterilization problem during device use
FDA | C54451 | Medical_Device_Problem_Codes_FDA_CDRH | C63100 |  | Inadequate user interface |  | Issue associated with the means by which the operator and the equipment communicate or interact. |  | C63305 |  | Application program issue
FDA | C54451 | Medical_Device_Problem_Codes_FDA_CDRH | C63101 | 1609 | Inaccurate synchronization | Synchronization, inaccurate | Issue associated with an error due to imperfect timing of two operations; this may or may not include signal transmission time. |  | C63169 | 1439 | Failure to pace or properly pace
FDA | C54451 | Medical_Device_Problem_Codes_FDA_CDRH | C63102 | 1249 | Inaccurate flowrate | Flowrate, inaccurate |  |  | C63110 |  | Improper flow or infusion
FDA | C54451 | Medical_Device_Problem_Codes_FDA_CDRH | C63103 |  | Inaccurate dispensing |  |  |  | C63104 | 2339 | Inaccurate delivery
FDA | C54451 | Medical_Device_Problem_Codes_FDA_CDRH | C63104 | 2339 | Inaccurate delivery | Delivery, inaccurate |  |  | C63110 |  | Improper flow or infusion
FDA | C54451 | Medical_Device_Problem_Codes_FDA_CDRH | C63105 | 1337 | Inability to irrigate | Irrigate, inability to |  |  | C62902 |  | No flow
FDA | C54451 | Medical_Device_Problem_Codes_FDA_CDRH | C63106 | 1044 | Inability to autofill | Autofill, unable to |  |  | C63144 | 1233 | Filling problem
FDA | C54451 | Medical_Device_Problem_Codes_FDA_CDRH | C63107 | 2309 | Improper device rinsing | Rinsing, improper |  |  | C63099 | 1091 | Inadequate device cleaning
FDA | C54451 | Medical_Device_Problem_Codes_FDA_CDRH | C63108 |  | Improper device output |  | Issue associated with the inaccurate outcome of a measurement, the value, or the data obtained from the device that may lead to inappropriate medical action or treatment. |  | C62941 |  | Output issue
FDA | C54451 | Medical_Device_Problem_Codes_FDA_CDRH | C63109 | 1266 | Improper gas output | Gas output, improper |  |  | C63108 |  | Improper device output
FDA | C54451 | Medical_Device_Problem_Codes_FDA_CDRH | C63110 |  | Improper flow or infusion |  | Issue associated with the unsubstantiated regulation and delivery of therapy, e.g., air, gas, drugs or fluids into a device or a patient under positive pressure that is being generated by a pump. |  | C63075 |  | Infusion or flow issue
FDA | C54451 | Medical_Device_Problem_Codes_FDA_CDRH | C63111 |  | Improper chemical reaction |  | Issue associated with inappropriate mixing of chemicals. |  | C62945 |  | Chemical issue
FDA | C54451 | Medical_Device_Problem_Codes_FDA_CDRH | C63112 |  | Improper alarm |  |  |  | C63033 | 1012 | Device alarm system issue
FDA | C54451 | Medical_Device_Problem_Codes_FDA_CDRH | C63113 | 1307 | Imprecision |  |  |  | C62994 | 2440 | Failure to calibrate
FDA | C54451 | Medical_Device_Problem_Codes_FDA_CDRH | C63114 |  | Impedance issue |  | Issue associated with the electrical characteristics of the complex resistive and reactive attributes of a component in an alternating current and direct current circuits. |  | C63005 |  | Electronic property issue
FDA | C54451 | Medical_Device_Problem_Codes_FDA_CDRH | C63115 | 1358 | Image reversal |  |  |  | C62887 | 1305 | Image orientation incorrect
FDA | C54451 | Medical_Device_Problem_Codes_FDA_CDRH | C63117 | 1304 | Image display error |  |  |  | C63088 | 1184 | Incorrect display
FDA | C54451 | Medical_Device_Problem_Codes_FDA_CDRH | C63118 |  | Human factors issue |  | Issue associated with the interaction and interfacing between devices and users in terms of users' abilities, expectations, and limitations with work environments and system design. |  | C62996 | 2379 | Device Issue
FDA | C54451 | Medical_Device_Problem_Codes_FDA_CDRH | C63119 | 1298 | Hot oil leak |  |  |  | C63137 | 1250 | Fluid leak
FDA | C54451 | Medical_Device_Problem_Codes_FDA_CDRH | C63120 | 1293 | Hole in material | Hole¦Hole(s) | Issue associated with an opening not characteristic of the normal material. |  | C62967 | 2205 | Material perforation
FDA | C54451 | Medical_Device_Problem_Codes_FDA_CDRH | C63121 | 2574 | High threshold | Threshold, high |  |  | C63061 | 2293 | Invalid sensing
FDA | C54451 | Medical_Device_Problem_Codes_FDA_CDRH | C63122 | 2457 | High test results | Test results, high |  |  | C62829 | 2456 | Incorrect or inadequate test results
FDA | C54451 | Medical_Device_Problem_Codes_FDA_CDRH | C63123 | 2459 | High Readings | Readings, high |  |  | C62848 | 1535 | Incorrect or inadequate result
FDA | C54451 | Medical_Device_Problem_Codes_FDA_CDRH | C63124 | 1291 | High impedance | Impedance, high | Issue associated with a higher than intended total opposition that a circuit presents to the flow of an alternating current. |  | C63114 |  | Impedance issue
FDA | C54451 | Medical_Device_Problem_Codes_FDA_CDRH | C63125 | 1271 | Grounding malfunction |  | Issue associated with the inability to connect conductors of an electronic system for the purpose of controlling or impeding ground currents and voltages. |  | C63007 | 1198 | Electrical issue
FDA | C54451 | Medical_Device_Problem_Codes_FDA_CDRH | C63126 | 1270 | Gradient increase |  | Issue associated with the increased rate of change in temperature, pressure, or other variables as a function of distance, time, etc. |  | C63110 |  | Improper flow or infusion
FDA | C54451 | Medical_Device_Problem_Codes_FDA_CDRH | C63127 |  | Gas leak |  | Issue associated with the unintended leakage of the state of matter in which the molecules are practically unrestricted by intermolecular forces so that the molecules are free to occupy all space within an enclosure. In vacuum technology, the word gas has been loosely applied to the uncondensed gas and vapor within a vacuum system. |  | C63058 | 1354 | Leak
FDA | C54451 | Medical_Device_Problem_Codes_FDA_CDRH | C63128 | 2316 | Fungus in device environment | Fungus | Issue associated with the visibility of molds, mildews, yeasts, and/or mushrooms in the immediate environment in which a device is being used. |  | C63292 |  | Biological environmental factor
FDA | C54451 | Medical_Device_Problem_Codes_FDA_CDRH | C63129 | 2529 | Fumes or vapors | Fumes/vapors | Issue associated with the visibility or odor of vapor or gas in the immediate atmosphere in which the device is being used. |  | C62807 |  | Ventilation issue in device environment
FDA | C54451 | Medical_Device_Problem_Codes_FDA_CDRH | C63130 |  | Free or unrestricted flow |  | Issue associated with uncontrolled flow of infusion of air, gas or fluids. |  | C63110 |  | Improper flow or infusion
FDA | C54451 | Medical_Device_Problem_Codes_FDA_CDRH | C63131 | 1262 | Material frayed | Frayed | Issue associated with the comprising materials having damaged edges. |  | C63248 |  | Material deformation
FDA | C54451 | Medical_Device_Problem_Codes_FDA_CDRH | C63132 | 1260 | Fracture | Fracture(s) of device/material | Issue associated with any mechanical discontinuity in the material; it therefore is the collective term for joints, faults, cracks, etc. |  | C62973 | 1069 | Break
FDA | C54451 | Medical_Device_Problem_Codes_FDA_CDRH | C63133 |  | Foreign material present in device | Foreign material | Issue associated with the presence of materials, which are not part of the documented device specifications and requirements. |  | C63018 | 1120 | Contamination during use
FDA | C54451 | Medical_Device_Problem_Codes_FDA_CDRH | C63134 | 2630 | Folded | Fold |  |  | C63296 | 1059 | Bent
FDA | C54451 | Medical_Device_Problem_Codes_FDA_CDRH | C63135 | 1253 | Fogging |  | Issue associated with the visibility of water vapor in the immediate atmosphere in which the device is being used. |  | C62807 |  | Ventilation issue in device environment
FDA | C54451 | Medical_Device_Problem_Codes_FDA_CDRH | C63136 | 2619 | Increased fluid or volume | Fluid/volume, increased |  |  | C62955 |  | Device operates differently than expected
FDA | C54451 | Medical_Device_Problem_Codes_FDA_CDRH | C63137 | 1250 | Fluid leak | Fluid leak(s) |  |  | C63058 | 1354 | Leak
FDA | C54451 | Medical_Device_Problem_Codes_FDA_CDRH | C63138 | 1634 | Tidal volume fluctuations |  | Issue associated with the amount of gas that is inspired and expired during one respiratory cycle. |  | C63110 |  | Improper flow or infusion
FDA | C54451 | Medical_Device_Problem_Codes_FDA_CDRH | C63139 |  | Flashpoint threshold met |  | Issue associated with approaching certain temperatures at which a combustible liquid ignites. |  | C62945 |  | Chemical issue
FDA | C54451 | Medical_Device_Problem_Codes_FDA_CDRH | C63140 |  | Flare or flash |  | Issue associated with device-related burn with an unsteady flame. |  | C62922 |  | Temperature issue
FDA | C54451 | Medical_Device_Problem_Codes_FDA_CDRH | C63141 | 1246 | Flaked | Flaked material¦Flaking | Issue associated with the detachment of small pieces of the coating film of a material. |  | C62970 | 1153 | Degraded
FDA | C54451 | Medical_Device_Problem_Codes_FDA_CDRH | C63142 | 2183 | Fitting problem | Fitting problems | Issue associated with the connection of device and/or device components whereby channels, switching systems, and other functional units set up to provide means for a transfer of liquid, gas, electricity, or information do not match or fit. |  | C62952 |  | Connection issue
FDA | C54451 | Medical_Device_Problem_Codes_FDA_CDRH | C63143 | 1245 | Fire |  | Issue associated with destructive burning or combustion of inflammable materials as manifested by any or all of the following: light, flame, heat, smoke. |  | C62922 |  | Temperature issue
FDA | C54451 | Medical_Device_Problem_Codes_FDA_CDRH | C63144 | 1233 | Filling problem |  | Issue associated with the application of a material into a physical volume, e.g., tubing of an infusion pump or balloon catheter of an air pump. |  | C63075 |  | Infusion or flow issue
FDA | C54451 | Medical_Device_Problem_Codes_FDA_CDRH | C63145 | 1228 | False reading from device non-compliance | False readings | Issue associated with the non-compliance of the device to meet its specific performance characteristics thereby causing a false reading. |  | C62848 | 1535 | Incorrect or inadequate result
FDA | C54451 | Medical_Device_Problem_Codes_FDA_CDRH | C63147 | 1227 | False positive result | False-positive test result | Issue associated with the device incorrectly reporting that something has been detected and misleads the operator to take certain actions. |  | C62848 | 1535 | Incorrect or inadequate result
FDA | C54451 | Medical_Device_Problem_Codes_FDA_CDRH | C63149 | 1225 | False negative result | False-negative test result | Issue associated with the device incorrectly reporting that something has not been detected and misleads the operator into not taking certain actions when action should be taken. |  | C62848 | 1535 | Incorrect or inadequate result
FDA | C54451 | Medical_Device_Problem_Codes_FDA_CDRH | C63150 | 1226 | False device output | False output |  |  | C63108 |  | Improper device output
FDA | C54451 | Medical_Device_Problem_Codes_FDA_CDRH | C63151 | 1224 | False claim in device label | False claim | Issue associated with any written, printed, or graphic matter that is affixed to a medical device or its containers, wrappers; with any matter that accompanies a medical device including verbal instructions related to identification, technical description and use of the medical device provided by the device manufactures that vary from the standard of medical care in a given environment, are inaccurate, and lack supporting data. Note that labeling can also include DVDs, discs, websites provided by device manufacturers. |  | C63319 |  | Labeling or Instruction for use issue
FDA | C54451 | Medical_Device_Problem_Codes_FDA_CDRH | C63152 | 1013 | False alarm | Alarm, false | Issue associated with device providing incorrect alarm warning or alert to user. |  | C63033 | 1012 | Device alarm system issue
FDA | C54451 | Medical_Device_Problem_Codes_FDA_CDRH | C63153 | 1105 | Component falling | Component(s) falling | Issue associated with an undesirable descent of a device component due to the force of gravity, usually from a higher to a lower level, usually the ground or floor. |  | C62950 |  | Dislodged or dislocated
FDA | C54451 | Medical_Device_Problem_Codes_FDA_CDRH | C63154 |  | Failure to unwrap | Unwrap, failure to | Issue associated with problems removing the materials used to construct the cover or outer wrapping of the device. |  | C63231 |  | Difficult to open or remove packaging material
FDA | C54451 | Medical_Device_Problem_Codes_FDA_CDRH | C63155 | 1521 | Failure to transmit record | Record, failure to transmit |  |  | C63271 |  | Communication or transmission issue
FDA | C54451 | Medical_Device_Problem_Codes_FDA_CDRH | C63156 | 1596 | Failure to sterilize | Sterilization failure¦Sterilization, inadequate |  |  | C63008 |  | Device disinfection or sterilization issue
FDA | C54451 | Medical_Device_Problem_Codes_FDA_CDRH | C63157 | 2536 | Failure to spike | Spike, failure to | Issue associated with the distortion in the form of a pulse waveform of relatively short duration superimposed on an otherwise regular or desired pulse waveform. |  | C63169 | 1439 | Failure to pace or properly pace
FDA | C54451 | Medical_Device_Problem_Codes_FDA_CDRH | C63158 | 1573 | Failure to shock or properly shock | Shock, failure to deliver | Issue associated with the inability of device and/or device components to provide a short duration of high force or high energy to a target location. |  | C63007 | 1198 | Electrical issue
FDA | C54451 | Medical_Device_Problem_Codes_FDA_CDRH | C63159 | 2547 | Failure to separate | Separate, failure to | Issue associated with the inability of device and/or device components to become fully detached or broken from a mounted system, e.g., in interventional stenting procedures, the stent, once delivered to the correct and intended location, will normally deploy and separate from its mounting apparatus. |  | C63013 |  | Deployment issue
FDA | C54451 | Medical_Device_Problem_Codes_FDA_CDRH | C63160 | 1559 | Failure to sense | Sensing, none | Issue associated with the failure of a device designed to respond to a physical stimulus (as temperature, illumination, motion) to transmit a resulting signal for interpretation or measurement. |  | C63238 |  | Device sensing issue
FDA | C54451 | Medical_Device_Problem_Codes_FDA_CDRH | C63161 | 1582 | Failure to select signal | Signal, failure to select |  |  | C63061 | 2293 | Invalid sensing
FDA | C54451 | Medical_Device_Problem_Codes_FDA_CDRH | C63162 | 1001 | Failure to run on AC/DC | AC/DC, failure to run on |  |  | C62992 | 1476 | Failure to power-up
FDA | C54451 | Medical_Device_Problem_Codes_FDA_CDRH | C63163 | 1213 | Failure to remove enzymatic cleaner | Enzymatic cleaner, failure to remove |  |  | C63107 | 2309 | Improper device rinsing
FDA | C54451 | Medical_Device_Problem_Codes_FDA_CDRH | C63164 | 1581 | Failure to read input signal | Input signal, failure to read |  |  | C63271 |  | Communication or transmission issue
FDA | C54451 | Medical_Device_Problem_Codes_FDA_CDRH | C63165 | 1502 | Failure to pump | Pump, failure to |  |  | C62860 |  | Pumping issue
FDA | C54451 | Medical_Device_Problem_Codes_FDA_CDRH | C63166 | 1497 | Failure to program | Program, failure to |  |  | C63009 |  | Difficult to use or set up
FDA | C54451 | Medical_Device_Problem_Codes_FDA_CDRH | C63167 | 1492 | Failure to prime | Prime, failure to |  |  | C62955 |  | Device operates differently than expected
FDA | C54451 | Medical_Device_Problem_Codes_FDA_CDRH | C63168 | 1488 | Failure to prepare device | Prep, failure to | Issue associated with the use of device characterized by unsuccessful attempts to make the device ready for use. |  | C63318 | 1670 | Incorrect care or use of device
FDA | C54451 | Medical_Device_Problem_Codes_FDA_CDRH | C63169 | 1439 | Failure to pace or properly pace | Pace, failure to | Issue associated with the inability of device and/or device components to generate a therapeutic simulated heart beat via electrical impulses once arrhythmia is detected. |  | C63007 | 1198 | Electrical issue
FDA | C54451 | Medical_Device_Problem_Codes_FDA_CDRH | C63170 | 1542 | Failure to override rhythm | Rhythm, failure to override |  |  | C63169 | 1439 | Failure to pace or properly pace
FDA | C54451 | Medical_Device_Problem_Codes_FDA_CDRH | C63171 | 1863 | Failure to osseointegrate | Osseointegrate, failure to | Issue associated with the failure to see direct anchorage of an implant by the formation of bony tissue around the implant without the growth of fibrous tissue at the bone-implant interface. |  | C62886 |  | Osseointegration issue
FDA | C54451 | Medical_Device_Problem_Codes_FDA_CDRH | C63172 | 2533 | Failure to obtain samples | Samples, failure to obtain |  |  | C62955 |  | Device operates differently than expected
FDA | C54451 | Medical_Device_Problem_Codes_FDA_CDRH | C63173 | 1332 | Failure to interrogate | Interrogate, failure to | Issue associated with the inability of a device and/or device components to interrogate by radar, by signal, or by a combination of signals necessary to trigger a response via transmitter and receiver interrogating system. |  | C63007 | 1198 | Electrical issue
FDA | C54451 | Medical_Device_Problem_Codes_FDA_CDRH | C63174 | 2340 | Failure to infuse | Infuse, failure to |  |  | C62902 |  | No flow
FDA | C54451 | Medical_Device_Problem_Codes_FDA_CDRH | C63175 | 1255 | Failure to fold | Fold, failure to |  |  | C63248 |  | Material deformation
FDA | C54451 | Medical_Device_Problem_Codes_FDA_CDRH | C63176 | 1252 | Failure to flush | Flush, failure to |  |  | C63107 | 2309 | Improper device rinsing
FDA | C54451 | Medical_Device_Problem_Codes_FDA_CDRH | C63177 | 2610 | Failure to fire | Fire, failure to |  |  | C62955 |  | Device operates differently than expected
FDA | C54451 | Medical_Device_Problem_Codes_FDA_CDRH | C63178 | 1192 | Failure to dry | Dry, failure to |  |  | C62862 | 2017 | Improper or incorrect procedure or method
FDA | C54451 | Medical_Device_Problem_Codes_FDA_CDRH | C63179 | 1175 | Failure to disinfect | Disinfect, failure to¦Disinfection, inadequate/improper |  |  | C63008 |  | Device disinfection or sterilization issue
FDA | C54451 | Medical_Device_Problem_Codes_FDA_CDRH | C63180 | 2541 | Failure to disconnect | Disconnect, failure to | Issue associated with the linking of device and/or device components whereby the functional units set up to provide means for a transfer of liquid, gas, electricity, or information do not come apart, or disconnect, when expected. |  | C62952 |  | Connection issue
FDA | C54451 | Medical_Device_Problem_Codes_FDA_CDRH | C63181 | 1169 | Failure to discharge | Discharge, failure to | Issue associated with the failure to see a discontinuous movement of electrical charges through an insulating medium, initiated by electron avalanches and supplemented by secondary processes. |  | C63158 | 1573 | Failure to shock or properly shock
FDA | C54451 | Medical_Device_Problem_Codes_FDA_CDRH | C63182 | 1541 | Failure to diagnose rhythm | Rhythm, failure to diagnose |  |  | C28428 |  |  | Retired Concept
FDA | C54451 | Medical_Device_Problem_Codes_FDA_CDRH | C63183 | 1158 | Failure to deploy | Deploy, failure to | Issue associated with the inability of device and/or device components to be activated and positioned in a specified location. |  | C63013 |  | Deployment issue
FDA | C54451 | Medical_Device_Problem_Codes_FDA_CDRH | C63184 | 1211 | Failure to deliver energy | Energy, failure to deliver |  |  | C63002 | 1431 | Output energy incorrect
FDA | C54451 | Medical_Device_Problem_Codes_FDA_CDRH | C63185 | 1133 | Failure to deliver countershock | Countershock, failure to deliver¦Failure to countershock | Issues associated with the effective electromotive force within a system that fails to oppose the passage of current in a specified direction. |  | C63158 | 1573 | Failure to shock or properly shock
FDA | C54451 | Medical_Device_Problem_Codes_FDA_CDRH | C63186 | 2338 | Failure to deliver | Deliver, failure to |  |  | C62902 |  | No flow
FDA | C54451 | Medical_Device_Problem_Codes_FDA_CDRH | C63187 | 1142 | Failure to cycle | Cycle, failure to | Issue associated with the occurrence of total time used to carry out a complete sequence of operations fails. |  | C62960 |  | Mechanics altered
FDA | C54451 | Medical_Device_Problem_Codes_FDA_CDRH | C63188 | 2587 | Failure to cut | Cut, failure to |  |  | C62960 |  | Mechanics altered
FDA | C54451 | Medical_Device_Problem_Codes_FDA_CDRH | C63189 | 1048 | Failure to convert to back-up | Back-up, failure to convert to |  |  | C63258 |  | Data back-up problem
FDA | C54451 | Medical_Device_Problem_Codes_FDA_CDRH | C63190 | 1540 | Failure to convert rhythm | Rhythm, failure to convert |  |  | C63169 | 1439 | Failure to pace or properly pace
FDA | C54451 | Medical_Device_Problem_Codes_FDA_CDRH | C63191 | 1114 | Failure to conduct | Conduct, failure to | Issue associated with the inability of a device and/or device components to allow a current of electricity to pass or to conduct electricity continuously along an electrical path. |  | C63007 | 1198 | Electrical issue
FDA | C54451 | Medical_Device_Problem_Codes_FDA_CDRH | C63192 |  | Failure to charge shock capacitors |  | Issue associated with the failure to convert electric energy into chemical energy within the cell or battery, (in shock capacitators). Note: this restoration of the active materials is accomplished by maintaining a unidirectional current in the cell or battery in the opposite direction to that during discharge; a cell or battery that is said to be charged is understood to be fully charged. |  | C63158 | 1573 | Failure to shock or properly shock
FDA | C54451 | Medical_Device_Problem_Codes_FDA_CDRH | C63193 | 1085 | Failure to charge | Charge, failure to | Issue associated with failure to register charge immediately after charging in relation to the apparent surface voltage present on an electrostatic recording medium. |  | C63026 |  | Charging issue
FDA | C54451 | Medical_Device_Problem_Codes_FDA_CDRH | C63194 | 1068 | Loss of or failure to bond | Bond, failure to | Issue associated with a failure mode characterized by inability to bond or loss of bond either between the anchor and adhesive or between the adhesive and the base material. |  | C62973 | 1069 | Break
FDA | C54451 | Medical_Device_Problem_Codes_FDA_CDRH | C63195 | 1047 | Failure to back-up | Back-up, failure to | Issue associated with the inability to backup or to retrieve a backed up version (corrupted file) of device data or system files. |  | C63258 |  | Data back-up problem
FDA | C54451 | Medical_Device_Problem_Codes_FDA_CDRH | C63196 | 1539 | Failure to analyze rhythm | Rhythm, failure to analyze¦Rhythm, failure to diagnose¦Failure to diagnose rhythm |  |  | C63061 | 2293 | Invalid sensing
FDA | C54451 | Medical_Device_Problem_Codes_FDA_CDRH | C63197 | 2522 | Failure to align | Align, failure to | Issue associated with a circuit, equipment, or system whereby its functions fail to be properly synchronized or its relative positions properly oriented. |  | C62960 |  | Mechanics altered
FDA | C54451 | Medical_Device_Problem_Codes_FDA_CDRH | C63198 | 2524 | Failure to advance | Advance, failure to | Issue associated with the inability to see a forward movement of the device and/or device components to an intended location. |  | C63034 |  | Advancement issue
FDA | C54451 | Medical_Device_Problem_Codes_FDA_CDRH | C63199 | 1222 | Fail-safe design failure |  | Issue associated with the stated condition that the equipment will contain self-checking features, which will cause a function to cease in case of failure, malfunction, or drifting out of tolerance. |  | C62997 |  | Fail-safe mechanism issue
FDA | C54451 | Medical_Device_Problem_Codes_FDA_CDRH | C63200 | 2629 | Exit block |  | Issue associated with the identification of a conduction delay or failure immediately distal to a pacemaker site. |  | C63169 | 1439 | Failure to pace or properly pace
FDA | C54451 | Medical_Device_Problem_Codes_FDA_CDRH | C63201 | 2527 | Excessive manipulation |  | Issue associated with the use of the device in terms of exceeding mechanical and operational techniques as being non-conforming to the device's intended use, specifications, procedure and process or service instructions and information provided by the device manufacturers. |  | C62862 | 2017 | Improper or incorrect procedure or method
FDA | C54451 | Medical_Device_Problem_Codes_FDA_CDRH | C63202 |  | Excessive cooling |  | Issue associated with device or device part overcool in device active (working) or/and non-active (non-working) states. The concept does not refer to the problem resulted from ambient temperature. |  | C62922 |  | Temperature issue
FDA | C54451 | Medical_Device_Problem_Codes_FDA_CDRH | C63204 |  | Escape |  |  |  | C62950 |  | Dislodged or dislocated
FDA | C54451 | Medical_Device_Problem_Codes_FDA_CDRH | C63205 | 2591 | Error message given |  | Issue associated with device providing messages relating to any deviations from documented performance specifications in software, hardware, and/or user interface. |  | C62955 |  | Device operates differently than expected
FDA | C54451 | Medical_Device_Problem_Codes_FDA_CDRH | C63206 |  | Incorrect error code |  |  |  | C63305 |  | Application program issue
FDA | C54451 | Medical_Device_Problem_Codes_FDA_CDRH | C63207 | 1182 | Erratic display | Display, erratic |  |  | C63088 | 1184 | Incorrect display
FDA | C54451 | Medical_Device_Problem_Codes_FDA_CDRH | C63208 | 1214 | Material erosion | Erosion | Issue associated with a progressive loss of a material from a solid surface due to a mechanical interaction between that surface and a fluid, a multi-component fluid, or solid particles carried with the fluid. |  | C62970 | 1153 | Degraded
FDA | C54451 | Medical_Device_Problem_Codes_FDA_CDRH | C63209 |  | Environmental control or utility issue |  | Issue associated with the surrounding conditions in which the device is being used such as temperature, noise, lighting, ventilation, or other external factors such as power supply. |  | C62808 |  | Facilities issue
FDA | C54451 | Medical_Device_Problem_Codes_FDA_CDRH | C63210 | 1212 | Entrapment of device or device component | Entrapment | Issue associated with the device and/or device accessories caught within patient vasculature or tissue. |  | C63034 |  | Advancement issue
FDA | C54451 | Medical_Device_Problem_Codes_FDA_CDRH | C63212 | 1205 | Emergency power failure |  |  |  | C63217 |  | Electrical power problem
FDA | C54451 | Medical_Device_Problem_Codes_FDA_CDRH | C63213 | 2149 | Electro-static discharge |  | Issue associated with the discharge of electricity between two bodies previously electrically charged. |  | C63215 |  | Electromagnetic compatibility issue
FDA | C54451 | Medical_Device_Problem_Codes_FDA_CDRH | C63214 | 1194 | Electro-magnetic interference (EMI) | EMI | Issue associated with a measure of electromagnetic radiation from equipment. |  | C63215 |  | Electromagnetic compatibility issue
FDA | C54451 | Medical_Device_Problem_Codes_FDA_CDRH | C63215 |  | Electromagnetic compatibility issue |  | Issue associated with the ability of a system to function in its electromagnetic environment without introducing intolerable disturbances to anything in its environment. |  | C63005 |  | Electronic property issue
FDA | C54451 | Medical_Device_Problem_Codes_FDA_CDRH | C63216 |  | Electrical shorting |  |  |  | C63277 | 1089 | Circuit Failure
FDA | C54451 | Medical_Device_Problem_Codes_FDA_CDRH | C63217 |  | Electrical power problem |  | Issue associated with the power supply or electrical energy, including batteries that provide power for the parent device or power to run auxiliary functions, e.g., alarms or memory. |  | C63209 |  | Environmental control or utility issue
FDA | C54451 | Medical_Device_Problem_Codes_FDA_CDRH | C63218 |  | Electrical overstress |  | Issue associated with an electrical activity that exceeded the specified threshold limit of the internal integrated circuitry. |  | C63005 |  | Electronic property issue
FDA | C54451 | Medical_Device_Problem_Codes_FDA_CDRH | C63219 | 2407 | Dull |  |  |  | C62948 | 1506 | Product quality issue
FDA | C54451 | Medical_Device_Problem_Codes_FDA_CDRH | C63220 | 1189 | Dose calculation error due to software problem | Dose calculation error |  |  | C63081 | 1495 | Incorrect programming calculations
FDA | C54451 | Medical_Device_Problem_Codes_FDA_CDRH | C63221 | 1181 | Display misread |  | Issue associated with not correctly reading the patient or test result information provided by the device. |  | C62848 | 1535 | Incorrect or inadequate result
FDA | C54451 | Medical_Device_Problem_Codes_FDA_CDRH | C63222 | 1177 | Material disintegration | Disintegrate | Issue associated with material breakage into components or fragments after exposure to a given fluid and/or environment; the reduction of massive material to powder. |  | C62968 |  | Material integrity issue
FDA | C54451 | Medical_Device_Problem_Codes_FDA_CDRH | C63223 | 1171 | Disconnection | Broken Connection¦Disconnect | Issue associated with the linking of device and/or device components having a sufficient open space to prevent gas, liquid or electrical current flow between connectors. |  | C62952 |  | Connection issue
FDA | C54451 | Medical_Device_Problem_Codes_FDA_CDRH | C63224 | 1170 | Material discolored | Discolored | Issue associated with an undesired streak, pattern, and/or a noticeable change in color from the rest of the materials used in device construction. |  | C62968 |  | Material integrity issue
FDA | C54451 | Medical_Device_Problem_Codes_FDA_CDRH | C63225 | 1168 | Disassembly |  |  |  | C63242 |  | Detachment of device or device component
FDA | C54451 | Medical_Device_Problem_Codes_FDA_CDRH | C63226 | 1680 | Difficult to wedge | Wedge, difficult to | Issue associated with the use of the device in terms of user experiencing difficulty to mold into a triangular cross-section of device and/or device components, even if the operation is being performed according to labeled instructions for use. |  | C63009 |  | Difficult to use or set up
FDA | C54451 | Medical_Device_Problem_Codes_FDA_CDRH | C63228 | 1528 | Difficult to remove | Removal difficulties | Issue associated with the use of the device in terms of user experiencing difficulty to take out or get rid of a device and/or device components, even if the operation is being performed according to labeled instructions for use. |  | C63009 |  | Difficult to use or set up
FDA | C54451 | Medical_Device_Problem_Codes_FDA_CDRH | C63230 | 1467 | Difficult to position | Positioning difficulties | Issue associated with the use of the device in terms of user experiencing difficulty to put device and/or device components in place, even if the operation is being performed according to labeled instructions for use. |  | C63009 |  | Difficult to use or set up
FDA | C54451 | Medical_Device_Problem_Codes_FDA_CDRH | C63231 |  | Difficult to open or remove packaging material |  | Issue associated with difficulty for end-users to operate device, specifically as it relates to the opening or removal of the outer wrapping. |  | C62939 |  | Packaging issue
FDA | C54451 | Medical_Device_Problem_Codes_FDA_CDRH | C63232 | 1331 | Difficult to interrogate | Interrogate, difficult to | Issue associated with difficulty of a transponder system to trigger a response. |  | C63173 | 1332 | Failure to interrogate
FDA | C54451 | Medical_Device_Problem_Codes_FDA_CDRH | C63233 | 1316 | Difficult to insert | Insertion difficulties | Issue associated with the use of the device in terms of user experiencing difficulty to introduce or to intervene with a device and/or device components, even if the operation is being performed according to labeled instructions for use. |  | C63009 |  | Difficult to use or set up
FDA | C54451 | Medical_Device_Problem_Codes_FDA_CDRH | C63234 | 1254 | Difficult to fold or unfold | Fold, difficult to | Issue associated with the use of the device in terms of user experiencing difficulty to close or to spread out/extend length of a device, even if the operation is being performed according to labeled instructions for use. |  | C63009 |  | Difficult to use or set up
FDA | C54451 | Medical_Device_Problem_Codes_FDA_CDRH | C63235 |  | Difficult to advance |  | Issue associated with the difficulty to see a forward movement of the device and/or device components to an intended location. |  | C63034 |  | Advancement issue
FDA | C54451 | Medical_Device_Problem_Codes_FDA_CDRH | C63236 |  | Device-device incompatibility |  | Issue associated with the incompatibility of two or more devices while being operated in the same use environment thereby leading to a dysfunction of more than one device. |  | C62983 |  | Incompatibility problem
FDA | C54451 | Medical_Device_Problem_Codes_FDA_CDRH | C63238 |  | Device sensing issue |  | Issue associated with device features that are designed to respond to a physical stimulus (temperature, illumination, motion, cardiac rhythms) that do not transmit a resulting signal for interpretation or measurement. |  | C63007 | 1198 | Electrical issue
FDA | C54451 | Medical_Device_Problem_Codes_FDA_CDRH | C63240 |  | Device packaging compromised |  | Issue associated with the non-conformance to device specifications and minimum packaging requirements as the device may not be operating and functioning as intended. |  | C62939 |  | Packaging issue
FDA | C54451 | Medical_Device_Problem_Codes_FDA_CDRH | C63241 | 1517 | Failure to recalibrate | Recalibrate, failure to |  |  | C62994 | 2440 | Failure to calibrate
FDA | C54451 | Medical_Device_Problem_Codes_FDA_CDRH | C63242 |  | Detachment of device or device component | Device or device component detached | Issue associated with the separation of the device and/or device components from its physical construct, integrity, or chassis. |  | C62961 | 1384 | Mechanical issue
FDA | C54451 | Medical_Device_Problem_Codes_FDA_CDRH | C63243 | 1104 | Detachment of device component | Component(s), detachment of¦Device component detached |  |  | C63242 |  | Detachment of device or device component
FDA | C54451 | Medical_Device_Problem_Codes_FDA_CDRH | C63244 | 1157 | Difficult to deploy | Deploy, difficult to | Issue associated with users experiencing difficulty or uneasiness to deploy device and/or device components to a specified location. |  | C63013 |  | Deployment issue
FDA | C54451 | Medical_Device_Problem_Codes_FDA_CDRH | C63245 | 2526 | Dent in material | Dent |  |  | C63248 |  | Material deformation
FDA | C54451 | Medical_Device_Problem_Codes_FDA_CDRH | C63246 |  | Delivery system failure |  |  |  | C62961 | 1384 | Mechanical issue
FDA | C54451 | Medical_Device_Problem_Codes_FDA_CDRH | C63247 | 1011 | Delayed alarm | Alarm, delayed |  |  | C63112 |  | Improper alarm
FDA | C54451 | Medical_Device_Problem_Codes_FDA_CDRH | C63248 |  | Material deformation |  | Issue associated with an undesired material change in shape or property caused by forces of compression, shear, tension, or torsion in the materials used for device construction. |  | C62968 |  | Material integrity issue
FDA | C54451 | Medical_Device_Problem_Codes_FDA_CDRH | C63249 | 1149 | Deflation issue | Deflation difficulties | Issue associated with the inability of device and/or device components to release gas or air. |  | C63075 |  | Infusion or flow issue
FDA | C54451 | Medical_Device_Problem_Codes_FDA_CDRH | C63250 | 2588 | Defective item | Device, defective | Issue associated with having flaws or dimensional deviations greater than acceptable for the intended use of the device. |  | C63041 |  | Manufacturing or shipping issue associated with device
FDA | C54451 | Medical_Device_Problem_Codes_FDA_CDRH | C63251 | 1014 | Defective Alarm | Alarm, defective |  |  | C63112 |  | Improper alarm
FDA | C54451 | Medical_Device_Problem_Codes_FDA_CDRH | C63252 | 1500 | Decreased pump speed | Pump speed, decreased |  |  | C62860 |  | Pumping issue
FDA | C54451 | Medical_Device_Problem_Codes_FDA_CDRH | C63253 | 2534 | Decreased sensitivity | Sensitivity, decreased |  |  | C63061 | 2293 | Invalid sensing
FDA | C54451 | Medical_Device_Problem_Codes_FDA_CDRH | C63254 | 1146 | Decrease in suction | Aspiration, incomplete¦Incomplete aspiration¦Suction, decrease in | Issue associated with the removal by suction of excess fluid or gas from a body cavity. |  | C62833 | 2170 | Suction issue
FDA | C54451 | Medical_Device_Problem_Codes_FDA_CDRH | C63255 | 1490 | Decrease in pressure | Pressure, decrease in |  |  | C62934 |  | Pressure issue
FDA | C54451 | Medical_Device_Problem_Codes_FDA_CDRH | C63256 | 1145 | Decoupling |  | Issue associated with the device and/or device components being un-associated in such a way that fluid, gas, power or signal information may not be transferred from one to another. |  | C62952 |  | Connection issue
FDA | C54451 | Medical_Device_Problem_Codes_FDA_CDRH | C63257 |  | Data corrupted |  |  |  | C63305 |  | Application program issue
FDA | C54451 | Medical_Device_Problem_Codes_FDA_CDRH | C63258 |  | Data back-up problem |  | Issue associated with problems relating to a system, component, file, procedure, or person available to replace or help restore a primary item in the event of a failure or externally caused disaster. |  | C63269 | 1112 | Computer software issue
FDA | C54451 | Medical_Device_Problem_Codes_FDA_CDRH | C63259 |  | Unauthorized access to computer system |  | Issue associated with an access that was not permitted to the computer system that may lead to modification of program, corruption of data, or and break in network security. This concept is closely associated with computer integrity which is the degree to which a system or component prevents unauthorized access to, or modification of, computer programs or data. |  | C64348 |  | Computer system security issue
FDA | C54451 | Medical_Device_Problem_Codes_FDA_CDRH | C63260 | 2454 | Cut in material | Cut¦Cut(s) |  |  | C62967 | 2205 | Material perforation
FDA | C54451 | Medical_Device_Problem_Codes_FDA_CDRH | C63261 | 1137 | Cross reactivity |  | Issue associated with the degree to which an antibody or antigen participates in cross reactions. |  | C62845 |  | Sediment, precipitate or deposit in device or device igredient
FDA | C54451 | Medical_Device_Problem_Codes_FDA_CDRH | C63263 | 1131 | Corrosion | Corrode¦Corroded | Issue associated with the chemical or electrochemical reaction between materials, usually a metal and its environment that produces a deterioration of the metal and its properties. |  | C62970 | 1153 | Degraded
FDA | C54451 | Medical_Device_Problem_Codes_FDA_CDRH | C63264 | 1126 | Incorrect control settings | Control settings incorrect | Issue associated with the use of the device in terms of inappropriate and false control setting for the device's specified operation and/or intended use. |  | C63318 | 1670 | Incorrect care or use of device
FDA | C54451 | Medical_Device_Problem_Codes_FDA_CDRH | C63265 | 1123 | Continuous firing |  | Issue associated with the excessive production of electrical impulses over a period. |  | C63007 | 1198 | Electrical issue
FDA | C54451 | Medical_Device_Problem_Codes_FDA_CDRH | C63266 |  | Contamination of device ingredient or reagent |  |  |  | C63018 | 1120 | Contamination during use
FDA | C54451 | Medical_Device_Problem_Codes_FDA_CDRH | C63267 |  | Confusing instruction for device use |  | Issue associated with users being unclear and not able to follow any written, printed, or graphic matter that is affixed to a medical device or its containers, wrappers; with any matter that accompanies a medical device including verbal instructions related to identification, technical description and use of the medical device provided by the device manufactures that vary from the standard of medical care in a given environment. |  | C63072 | 1318 | Instruction for use issue
FDA | C54451 | Medical_Device_Problem_Codes_FDA_CDRH | C63269 | 1112 | Computer software issue | Computer software error | Issue associated with any deviations from device documented performance specifications relating to written programs, codes, and/or software system that provide a capability to satisfy a stated need or objective which combines with one or more of the following: installation, software components, process, hardware, facilities and people. |  | C62954 |  | Device operational issue
FDA | C54451 | Medical_Device_Problem_Codes_FDA_CDRH | C63270 |  | Computer operating system issue |  | Issue associated with the machinery operating system, a collection of software, firmware, and hardware elements that control the execution of computer programs and provides such services as computer resource allocation, job control, input/output control, and file management in a computer system. |  | C63269 | 1112 | Computer software issue
FDA | C54451 | Medical_Device_Problem_Codes_FDA_CDRH | C63271 |  | Communication or transmission issue |  | Issue associated with any deviations from device documented performance specifications relating to the signal structures and information exchanges between integrated circuits and terminal interfaces both intra and interoperationally. |  | C62937 |  | Physical property issue
FDA | C54451 | Medical_Device_Problem_Codes_FDA_CDRH | C63272 | 1099 | Collapse |  | Issue associated with the buckling or crushing of material from external forces. |  | C62923 | 2506 | Structural problem
FDA | C54451 | Medical_Device_Problem_Codes_FDA_CDRH | C63273 | 1098 | Coiled |  |  |  | C62962 |  | Material twisted
FDA | C54451 | Medical_Device_Problem_Codes_FDA_CDRH | C63274 | 1096 | Coagulation in device or device ingredient | Coagulation | Issue associated with the undesired characterization of congealing, solidifying, thickening, curdling. |  | C62845 |  | Sediment, precipitate or deposit in device or device igredient
FDA | C54451 | Medical_Device_Problem_Codes_FDA_CDRH | C63275 | 1095 | Clumping in device or device ingredient | Clumping | Issue associated with the aggregation of particles, such as bacteria, into irregular masses. |  | C62845 |  | Sediment, precipitate or deposit in device or device igredient
FDA | C54451 | Medical_Device_Problem_Codes_FDA_CDRH | C63276 |  | Cleaning disinfecting or sterilization problem during device use |  | Issue associated with the undesired introduction of impurities to a device, or the insufficient removal of any visible soil, foreign material or organism deposits on the external surfaces, crevices, and joints of a device by a mechanical and/or manual process intended to render the device sterile, safe for handling, and/or for further processes to decontaminate. |  | C62808 |  | Facilities issue
FDA | C54451 | Medical_Device_Problem_Codes_FDA_CDRH | C63277 | 1089 | Circuit Failure |  | Issue associated with the electrical network paths on a physical medium, e.g. a circuit board where the signals fail to be conducted across two or more connected points. |  | C63005 |  | Electronic property issue
FDA | C54451 | Medical_Device_Problem_Codes_FDA_CDRH | C63278 |  | Chemical spillage |  | Issue associated with unintentional pouring out or releasing of chemical substances. |  | C62945 |  | Chemical issue
FDA | C54451 | Medical_Device_Problem_Codes_FDA_CDRH | C63279 | 1086 | Charred |  |  |  | C63286 | 1071 | Burn of device or device component
FDA | C54451 | Medical_Device_Problem_Codes_FDA_CDRH | C63280 | 2586 | Delayed charge time | Charge times, delayed |  |  | C63026 |  | Charging issue
FDA | C54451 | Medical_Device_Problem_Codes_FDA_CDRH | C63281 | 2288 | Aborted charge | Charge, aborted | Issue associated with the spontaneous ending of the charging process in relation to the apparent surface voltage present on an electrostatic recording medium. |  | C63026 |  | Charging issue
FDA | C54451 | Medical_Device_Problem_Codes_FDA_CDRH | C63282 | 1027 | Changes in ambient temperature in device environment | Ambient temperature, changes in |  |  | C63307 |  | Ambient temperature tissue
FDA | C54451 | Medical_Device_Problem_Codes_FDA_CDRH | C63283 | 1079 | Capacitive coupling |  |  |  | C63277 | 1089 | Circuit Failure
FDA | C54451 | Medical_Device_Problem_Codes_FDA_CDRH | C63284 | 1078 | Calibration error | Miscalibration |  |  | C62994 | 2440 | Failure to calibrate
FDA | C54451 | Medical_Device_Problem_Codes_FDA_CDRH | C63285 | 1077 | Calcified | Calcification¦Calcified material | Issue associated with the gradual decrease in the efficiency of the device comprising material(s) impregnated with calcium salts and deposition of calcareous material. |  | C62970 | 1153 | Degraded
FDA | C54451 | Medical_Device_Problem_Codes_FDA_CDRH | C63286 | 1071 | Burn of device or device component | Burn¦Burnt¦Burned | Issues associated with a discoloration or destruction as a result of thermal decomposition of the material used for the device construction. (Adapted from 10th ed. ASTM Dictionary of Engineering Science and Technology D3918, D20 page 77.) |  | C62922 |  | Temperature issue
FDA | C54451 | Medical_Device_Problem_Codes_FDA_CDRH | C63287 |  | Buckled material |  | Issue associated with an undesired bulge, bend, bow, kink, or wavy condition observed in the device material resulting from compressive stresses. |  | C62968 |  | Material integrity issue
FDA | C54451 | Medical_Device_Problem_Codes_FDA_CDRH | C63288 |  | Blocked connection |  | Issue associated with linking of device and/or device components whereby their functional units set up to provide means for a transfer of fluid, gas, or data is prevented or impeded. |  | C62952 |  | Connection issue
FDA | C54451 | Medical_Device_Problem_Codes_FDA_CDRH | C63289 | 1065 | Blockage within device or device component | Blockage |  |  | C62896 | 1423 | Occlusion within device
FDA | C54451 | Medical_Device_Problem_Codes_FDA_CDRH | C63290 | 1064 | Bleed back |  |  |  | C63110 |  | Improper flow or infusion
FDA | C54451 | Medical_Device_Problem_Codes_FDA_CDRH | C63292 |  | Biological environmental factor |  |  |  | C63209 |  | Environmental control or utility issue
FDA | C54451 | Medical_Device_Problem_Codes_FDA_CDRH | C63293 | 1062 | Biofilm coating in device | Biofilm coating |  |  | C63297 | 2303 | Bacterial contamination of device
FDA | C54451 | Medical_Device_Problem_Codes_FDA_CDRH | C63294 |  | Biocompatibility issue |  |  |  | C62982 |  | Device ingredient or reagent issue
FDA | C54451 | Medical_Device_Problem_Codes_FDA_CDRH | C63296 | 1059 | Bent | Bent Material¦Bend material | Issue associated with the change in angle of a material as a function of steadily applied forces. |  | C62962 |  | Material twisted
FDA | C54451 | Medical_Device_Problem_Codes_FDA_CDRH | C63297 | 2303 | Bacterial contamination of device | Contamination, bacterial¦Bacterial contamination |  |  | C63017 |  | Device Contamination with biological material
FDA | C54451 | Medical_Device_Problem_Codes_FDA_CDRH | C63298 | 1441 | Pacing asynchronously |  | Issue associated with a pacing transmission process such that between any two significant instants in the same group, there is always an integral number of unit intervals. Between two significant instants located in different groups, there are not always an integral number of unit intervals. |  | C63169 | 1439 | Failure to pace or properly pace
FDA | C54451 | Medical_Device_Problem_Codes_FDA_CDRH | C63299 |  | Aspiration issue |  |  |  | C62833 | 2170 | Suction issue
FDA | C54451 | Medical_Device_Problem_Codes_FDA_CDRH | C63300 | 1036 | Artifact |  | Issue associated when an extrinsic agent, method or image produces any item (display, suspension etc) that is not naturally present. |  | C62829 | 2456 | Incorrect or inadequate test results
FDA | C54451 | Medical_Device_Problem_Codes_FDA_CDRH | C63301 | 2583 | Arcing |  | Issue associated with arc strikes characterized by localized burn damage to a part from an arc caused by making or breaking an energized electrical circuit. |  | C63005 |  | Electronic property issue
FDA | C54451 | Medical_Device_Problem_Codes_FDA_CDRH | C63302 | 1032 | Arcing at paddles |  |  |  | C63301 | 2583 | Arcing
FDA | C54451 | Medical_Device_Problem_Codes_FDA_CDRH | C63303 | 2289 | Arcing at electrodes |  |  |  | C63301 | 2583 | Arcing
FDA | C54451 | Medical_Device_Problem_Codes_FDA_CDRH | C63304 |  | Application program version or upgrade problem |  |  |  | C63305 |  | Application program issue
FDA | C54451 | Medical_Device_Problem_Codes_FDA_CDRH | C63305 |  | Application program issue |  | Issue associated with the requirement for software to fulfill its function within an intended use or application. |  | C63269 | 1112 | Computer software issue
FDA | C54451 | Medical_Device_Problem_Codes_FDA_CDRH | C63306 | 1138 | Application interface becomes non-functional or program exits abnormally | Crash or lock-up |  |  | C63305 |  | Application program issue
FDA | C54451 | Medical_Device_Problem_Codes_FDA_CDRH | C63307 |  | Ambient temperature tissue |  | Issue associated with the thermal state in the immediate environment in which a device is being used. |  | C63209 |  | Environmental control or utility issue
FDA | C54451 | Medical_Device_Problem_Codes_FDA_CDRH | C63308 |  | Ambient noise issue |  | Issue associated with any undesired signal (electric or acoustic) from the environment that tends to interfere with the reception, interpretation, or processing of a signal pertinent to the device. |  | C63209 |  | Environmental control or utility issue
FDA | C54451 | Medical_Device_Problem_Codes_FDA_CDRH | C63309 | 1022 | Alarm not visible |  |  |  | C63112 |  | Improper alarm
FDA | C54451 | Medical_Device_Problem_Codes_FDA_CDRH | C63310 | 1019 | Not audible alarm | Alarm, not audible |  |  | C63112 |  | Improper alarm
FDA | C54451 | Medical_Device_Problem_Codes_FDA_CDRH | C63311 | 1008 | Air leak | Air leak(s) |  |  | C63127 |  | Gas leak
FDA | C54451 | Medical_Device_Problem_Codes_FDA_CDRH | C63312 | 1591 | Accidental spillage | Spillage, accidental | Issue associated with the unexpected flowing or pouring of liquids, gas or air substances into the environments or conditions in which the device is being used. |  | C62862 | 2017 | Improper or incorrect procedure or method
FDA | C54451 | Medical_Device_Problem_Codes_FDA_CDRH | C63315 | 1483 | Premature elective replacement indicator | Premature ERI |  |  | C62865 |  | Premature indicator activation
FDA | C54451 | Medical_Device_Problem_Codes_FDA_CDRH | C63316 | 1267 | Gel leak | Gel leakage |  |  | C63058 | 1354 | Leak
FDA | C54451 | Medical_Device_Problem_Codes_FDA_CDRH | C63317 | 1251 | Difficult to flush | Flush, difficult to |  |  | C63009 |  | Difficult to use or set up
FDA | C54451 | Medical_Device_Problem_Codes_FDA_CDRH | C63318 | 1670 | Incorrect care or use of device | Device, incorrect care/use of | Issue associated with any deviations from device documented performance specifications relating to device use in terms of non-conforming to that device's intended use, specifications, procedure, process, service instructions, and/or information provided by the device manufacturers. |  | C63118 |  | Human factors issue
FDA | C54451 | Medical_Device_Problem_Codes_FDA_CDRH | C63319 |  | Labeling or Instruction for use issue |  | Issue associated with any written, printed, or graphic matter that is affixed to a medical device or its containers, wrappers, discs, DVDs, websites; with any matter that accompanies a medical device including verbal instructions related to identification, technical description and use of the medical device. Excludes shipping documents which are provided by the device manufacturers. |  | C63118 |  | Human factors issue
FDA | C54451 | Medical_Device_Problem_Codes_FDA_CDRH | C63320 | 1480 | Premature end-of-life indicator | Premature EOL |  |  | C62865 |  | Premature indicator activation
FDA | C54451 | Medical_Device_Problem_Codes_FDA_CDRH | C64243 |  | No Pressure |  |  |  | C62934 |  | Pressure issue
FDA | C54451 | Medical_Device_Problem_Codes_FDA_CDRH | C64328 | 2579 | Failure to form staple |  |  |  | C62960 |  | Mechanics altered
FDA | C54451 | Medical_Device_Problem_Codes_FDA_CDRH | C64334 |  | Battery impedance issue |  |  |  | C63030 |  | Battery issue
FDA | C54451 | Medical_Device_Problem_Codes_FDA_CDRH | C64335 |  | Low battery impedance |  |  |  | C64334 |  | Battery impedance issue
FDA | C54451 | Medical_Device_Problem_Codes_FDA_CDRH | C64336 |  | High battery impedance |  |  |  | C64334 |  | Battery impedance issue
FDA | C54451 | Medical_Device_Problem_Codes_FDA_CDRH | C64339 | 1496 | Difficult to program | Program, difficult to |  |  | C63009 |  | Difficult to use or set up
FDA | C54451 | Medical_Device_Problem_Codes_FDA_CDRH | C64340 |  | Material torqued | Torqued | Issue associated with a movement of forces that produces or tends to produce rotation or torsion of a material |  | C62962 |  | Material twisted
FDA | C54451 | Medical_Device_Problem_Codes_FDA_CDRH | C64341 |  | Device or device component incrementation issue |  |  |  | C63034 |  | Advancement issue
FDA | C54451 | Medical_Device_Problem_Codes_FDA_CDRH | C64343 |  | No code available |  |  |  | C48655 |  |  | Missing Value Reason
FDA | C54451 | Medical_Device_Problem_Codes_FDA_CDRH | C64348 |  | Computer system security issue |  |  |  | C63269 | 1112 | Computer software issue
FDA | C54451 | Medical_Device_Problem_Codes_FDA_CDRH | C64349 |  | Application network issue |  | Issue associated with the deviations from documented system specifications that affects overall system performance and/or the performance of an individual device or collection of devices connected to that system. |  | C63269 | 1112 | Computer software issue
FDA | C54451 | Medical_Device_Problem_Codes_FDA_CDRH | C67507 |  | Problem with software installation |  | Issue associated with installing the device software in a manner that allows full functioning of the device. Source of installation could be manufacturer or user. |  | C63305 |  | Application program issue
FDA | C54451 | Medical_Device_Problem_Codes_FDA_CDRH | C67508 | 2582 | Date-related problem, not year 2000 (Y2K) |  | Issue associated with programming of calendar dates and/or time as a factor in the operation of a medical device. |  | C63269 | 1112 | Computer software issue
FDA | C54450 | Patient_Problem_Codes_FDA_CDRH | C2849 | 1782 | Congenital Defect/Deformity | Deformity/defect, congenital¦Defect/deformity, congenital |  | Any abnormality, anatomical or biochemical, evident at birth or during the neonatal period. | C36287 |  |  | Congenital or Acquired Anatomic Abnormality
FDA | C54450 | Patient_Problem_Codes_FDA_CDRH | C2851 | 1684 | AIDS, Acquired Immunodeficiency Syndrome | Acquired immunodeficiency syndrome, AIDS | A disease characterized by opportunistic infections. | A syndrome resulting from the acquired deficiency of cellular immunity caused by the human immunodeficiency virus (HIV). It is characterized by the reduction of the Helper T-lymphocytes in the peripheral blood and the lymph nodes. Symptoms include generalized lymphadenopathy, fever, weight loss, and chronic diarrhea. Patients with AIDS are especially susceptible to opportunistic infections (usually pneumocystis carinii pneumonia, cytomegalovirus (CMV) infections, tuberculosis, candida infections, and cryptococcosis), and the development of malignant neoplasms (usually non-Hodgkin's lymphoma and Kaposi's sarcoma). The human immunodeficiency virus is transmitted through sexual contact, sharing of contaminated needles, or transfusion of contaminated blood. -- 2004 | C27145 |  |  | T-Cell Immunodeficiency
FDA | C54450 | Patient_Problem_Codes_FDA_CDRH | C2867 | 1958 | Memory Loss | Loss of memorys |  | Systematic and extensive loss of memory caused by organic or psychological factors. The loss may be temporary or permanent, and may involve old or recent memories. | C3858 |  |  | Mental and Behavioral Signs and Symptoms
FDA | C54450 | Patient_Problem_Codes_FDA_CDRH | C2869 | 1706 | Anemia |  |  | A reduction in the number of red blood cells per cu mm, the amount of hemoglobin in 100 ml of blood, and the volume of packed red blood cells per 100 ml of blood. Clinically, anemia represents a reduction in the oxygen-transporting capacity of a designated volume of blood, resulting from an imbalance between blood loss (through hemorrhage or hemolysis) and blood production. Signs and symptoms of anemia may include pallor of the skin and mucous membranes, shortness of breath, palpitations of the heart, soft systolic murmurs, lethargy, and fatigability. | C26324 |  |  | Non-Neoplastic Hematologic and Lymphocytic Disorder
FDA | C54450 | Patient_Problem_Codes_FDA_CDRH | C2876 | 1711 | Anoxia |  |  | Absence or reduction of oxygen in body tissue. (PSY94) | C3890 | 1918 | Hypoxia
FDA | C54450 | Patient_Problem_Codes_FDA_CDRH | C2881 | 1721 | Arrhythmia |  |  | Any variation from the normal rate or rhythm (which may include the origin of the impulse and/or its subsequent propagation) in the heart. | C35741 |  |  | Non-Neoplastic Heart Disorder
FDA | C54450 | Patient_Problem_Codes_FDA_CDRH | C2883 | 1723 | Arthritis |  |  | Inflammation of a joint or a state characterized by inflammation of joints. | C35760 | 2373 | Joint Disorder
FDA | C54450 | Patient_Problem_Codes_FDA_CDRH | C2884 | 1724 | Arthritis, Rheumatoid | Rheumatoid Arthritis |  | A chronic systemic disease, primarily of the joints, marked by inflammatory changes in the synovial membranes and articular structures, widespread fibrinoid degeneration of the collagen fibers in mesenchymal tissues, and by atrophy and rarefaction of bony structures. Etiology is unknown, but autoimmune mechanisms have been implicated. | C2883 | 1723 | Arthritis
FDA | C54450 | Patient_Problem_Codes_FDA_CDRH | C2885 | 2596 | Ascites |  |  | Accumulation of fluid in the peritoneal cavity. The fluid may be serous, hemorrhagic, or the result of tumor metastasis to the peritoneum. -- 2004 | C26848 |  |  | Peritoneal Disorder
FDA | C54450 | Patient_Problem_Codes_FDA_CDRH | C2889 | 1732 | Autoimmune Disease | Disease, autoimmune |  | A disorder resulting from loss of function or tissue destruction of an organ or multiple organs, arising from humoral or cellular immune responses of the individual to his own tissue constituents. It may be systemic (e.g., systemic lupus erythematosus), or organ specific, (e.g., thyroiditis). -- 2003 | C3507 |  |  | Immune System Disorder
FDA | C54450 | Patient_Problem_Codes_FDA_CDRH | C2890 | 1735 | Infection, Bacterial | Bacterial infection |  |  | C26726 | 1930 | Infection
FDA | C54450 | Patient_Problem_Codes_FDA_CDRH | C2902 | 1779 | Coagulopathy |  |  | A condition in which there is a deviation from or interruption of the normal coagulation properties of the blood. | C26324 |  |  | Non-Neoplastic Hematologic and Lymphocytic Disorder
FDA | C54450 | Patient_Problem_Codes_FDA_CDRH | C2910 | 2438 | Breast Neoplasm | Neoplasm, breast |  | A benign or malignant neoplasm of the breast parenchyma. It can originate from the ducts, lobules or the breast adipose tissue. Breast neoplasms are much more common in females than males. -- 2003 | C26709 |  |  | Breast Disorder
FDA | C54450 | Patient_Problem_Codes_FDA_CDRH | C2911 | 1752 | Bronchitis |  |  |  | C27557 |  |  | Non-Neoplastic Lung Disorder
FDA | C54450 | Patient_Problem_Codes_FDA_CDRH | C2962 | 2063 | Seizures | Convulsion |  | Sudden, involuntary skeletal muscular contractions of cerebral or brain stem origin.--2004 | C3837 |  |  | Neurological Signs and Symptoms
FDA | C54450 | Patient_Problem_Codes_FDA_CDRH | C2980 | 1815 | Dysphagia |  |  |  | C3368 |  |  | Gastrointestinal System Signs and Symptoms
FDA | C54450 | Patient_Problem_Codes_FDA_CDRH | C2982 | 2361 | Depression |  |  | A mental state of depressed mood characterised by feelings of sadness, despair and discouragement. | C2893 |  |  | Psychiatric Disorder
FDA | C54450 | Patient_Problem_Codes_FDA_CDRH | C2983 | 2443 | Skin Inflammation | Inflammation of skin |  |  | C27554 |  |  | Dermatosis
FDA | C54450 | Patient_Problem_Codes_FDA_CDRH | C2987 | 1811 | Diarrhea |  |  | A condition of frequent and watery bowel movements. | C5034 |  |  | Disturbance in Bowel Function
FDA | C54450 | Patient_Problem_Codes_FDA_CDRH | C2992 | 1813 | Disseminated intravascular coagulation (DIC) | Coagulation (DIC), disseminated intravascular¦DIC, disseminated intravascular coagulation¦DIC¦Intravascular coagulation (DIC), disseminated¦Disseminated intravascular coagulation | A disorder characterized by reduction in the elements involved in blood coagulation due to their utilization in widespread blood clotting within the vessels. | A pathological process in the body where the blood starts to coagulate throughout the whole body. This depletes the body of its platelets and coagulation factors, and there is an increased the risk of hemorrhage. | C2902 | 1779 | Coagulopathy
FDA | C54450 | Patient_Problem_Codes_FDA_CDRH | C2998 | 1816 | Dyspnea | Breathing Difficulties¦Difficulty breathing |  |  | C3676 |  |  | Alteration in Respiration
FDA | C54450 | Patient_Problem_Codes_FDA_CDRH | C2999 |  | Dysuria |  | Difficulty or pain in urination. | Difficulty or pain in urination. | C5035 |  |  | Genitourinary Signs and Symptoms
FDA | C54450 | Patient_Problem_Codes_FDA_CDRH | C3002 | 1820 | Edema |  |  | Accumulation of an excessive amount of watery fluid in cells or intercellular tissues. | C3399 | 2091 | Swelling
FDA | C54450 | Patient_Problem_Codes_FDA_CDRH | C3036 | 1849 | Fatigue |  |  | That state, following a period of mental or bodily activity, characterized by a lessened capacity for work and reduced efficiency of accomplishment, usually accompanied by a feeling of weariness, sleepiness, or irritability. | C3858 |  |  | Mental and Behavioral Signs and Symptoms
FDA | C54450 | Patient_Problem_Codes_FDA_CDRH | C3038 | 1858 | Fever |  |  | The elevation of the body's temperature above the upper limit of normal, usually taken as 37.7 degrees C. | C7941 |  |  | Body Temperature Associated Symptom
FDA | C54450 | Patient_Problem_Codes_FDA_CDRH | C3044 | 1861 | Fibrosis |  | The formation of fibrous tissue; fibroid or fibrous degeneration. | The formation of fibrous tissue; fibroid or fibrous degeneration. | C35867 |  |  | Morphologic Finding
FDA | C54450 | Patient_Problem_Codes_FDA_CDRH | C3045 | 1862 | Fistula |  |  |  | C36287 |  |  | Congenital or Acquired Anatomic Abnormality
FDA | C54450 | Patient_Problem_Codes_FDA_CDRH | C3046 | 1870 | Fracture(s) |  |  | A traumatic injury to the bone in which the continuity of the bone is broken. - 2003 | C35487 |  |  | Bone Injury
FDA | C54450 | Patient_Problem_Codes_FDA_CDRH | C3064 | 1876 | Granuloma |  |  |  | C35867 |  |  | Morphologic Finding
FDA | C54450 | Patient_Problem_Codes_FDA_CDRH | C3080 | 1783 | Congestive Heart Failure | Failure, congestive heart¦Heart failure, congestive |  | 1. inadequacy of the heart so that as a pump it fails to maintain the circulation of blood, with the result that congestion and edema develop in the tissues; SEE ALSO forward heart failure, backward heart failure, right ventricular failure, left ventricular failure. SYN cardiac failure, cardiac insufficiency, congestive heart failure, myocardial insufficiency. 2. resulting clinical syndromes including shortness of breath, pitting edema, enlarged tender liver, engorged neck veins, and pulmonary rales in various combinations. | C35741 |  |  | Non-Neoplastic Heart Disorder
FDA | C54450 | Patient_Problem_Codes_FDA_CDRH | C3090 | 2558 | Hematuria |  |  | Blood in the urine. | C35457 |  |  | Abnormal Urine Test Result
FDA | C54450 | Patient_Problem_Codes_FDA_CDRH | C3094 | 1887 | Hemoptysis |  |  | Coughing up blood from the respiratory tract. | C4876 |  |  | Symptom
FDA | C54450 | Patient_Problem_Codes_FDA_CDRH | C3095 | 1897 | Hepatitis |  |  | Inflammation of the liver; usually from a viral infection, but sometimes from toxic agents. | C53550 |  |  | Non-Neoplastic Hepatic Disorder
FDA | C54450 | Patient_Problem_Codes_FDA_CDRH | C3109 | 2153 | Hot Flashes | Flashes, hot |  |  | C7941 |  |  | Body Temperature Associated Symptom
FDA | C54450 | Patient_Problem_Codes_FDA_CDRH | C3113 | 1906 | Hyperplasia |  |  | An abnormal increase in the number of cells in an organ or a tissue with consequent enlargement. | C2991 |  |  | Disease or Disorder
FDA | C54450 | Patient_Problem_Codes_FDA_CDRH | C3114 | 1907 | Hypersensitivity | Allergic Reaction | Hypersensitivity; a local or general reaction of an organism following contact with a specific allergen to which it has been previously exposed and to which it has become sensitized. | Hypersensitivity; a local or general reaction of an organism following contact with a specific allergen to which it has been previously exposed and to which it has become sensitized. | C3507 |  |  | Immune System Disorder
FDA | C54450 | Patient_Problem_Codes_FDA_CDRH | C3117 | 1908 | Hypertension | Blood Pressure, High¦Increased blood pressure¦Pressure, high blood¦High blood pressure¦Blood Pressure, Increased |  | Pathological increase in blood pressure; a repeatedly elevated blood pressure exceeding 140 over 90 mmHg. | C54707 |  |  | Blood Pressure Finding
FDA | C54450 | Patient_Problem_Codes_FDA_CDRH | C3126 | 1912 | Hypoglycemia | Blood Glucose, Low¦Glucose, low blood¦Low blood glucose |  | Abnormally low level of glucose in the blood. | C35553 |  |  | Abnormal Blood Chemistry and Hematology Test Result
FDA | C54450 | Patient_Problem_Codes_FDA_CDRH | C3128 | 1914 | Hypotension | Blood Pressure, Decreased¦Blood Pressure, Low¦Pressure, low blood¦Low blood pressure¦Decreased blood pressure |  | Any blood pressure that is below the normal expected for an individual in a given environment. | C54707 |  |  | Blood Pressure Finding
FDA | C54450 | Patient_Problem_Codes_FDA_CDRH | C3131 | 2156 | Immuno-Deficiency |  | A deficiency of immune response or a disorder characterized by deficient immune response. | Syndromes in which there is a deficiency or defect in the mechanisms of immunity, either cellular or humoral. | C3507 |  |  | Immune System Disorder
FDA | C54450 | Patient_Problem_Codes_FDA_CDRH | C3133 | 1925 | Impotence |  |  |  | C3347 |  |  | Sexual Dysfunction
FDA | C54450 | Patient_Problem_Codes_FDA_CDRH | C3137 | 1932 | Inflammation |  |  | A localized protective response resulting from injury or destruction of tissues. Inflammation serves to destroy, dilute, or wall off both the injurious agent and the injured tissue. In the acute phase, inflammation is characterized by the signs of pain, heat, redness, swelling, and loss of function. Histologically, inflammation involves a complex series of events, including dilatation of arterioles, capillaries, and venules, with increased permeability and blood flow; exudation of fluids, including plasma proteins; and leukocyte migration into the site of inflammation. --2004 | C36295
FDA | C54450 | Patient_Problem_Codes_FDA_CDRH | C3143 | 2187 | Jaundice |  |  |  | C3368 |  |  | Gastrointestinal System Signs and Symptoms
FDA | C54450 | Patient_Problem_Codes_FDA_CDRH | C3197 | 2439 | Breast Lumps | Lumps, breast |  | A mass in the mammary gland, either mobile or immobile. Once the mass has reached the size of a small garden pea, it can be detected by palpation. With mammography a larger number of early breast cancers are being detected since this techniques allows detection prior to the point at which the mass can be felt. Breast masses are not always malignant. Benign fibrocystic breast disease is not uncommon. A fine needle biopsy aspiration can distinguish a cystic mass from a solid one. | C34808 |  |  | Mass
FDA | C54450 | Patient_Problem_Codes_FDA_CDRH | C3199 | 2237 | Chronic obstructive pulmonary disease, (COPD) | Disease (COPD), chronic obstructive¦Pulmonary disease (COPD), chronic obstructive¦Obstructive pulmonary disease (COPD), chronic¦COPD, chronic obstructive pulmonary disease |  |  | C27557 |  |  | Non-Neoplastic Lung Disorder
FDA | C54450 | Patient_Problem_Codes_FDA_CDRH | C3245 | 2419 | Infection, Fungal | Fungal infection |  | An infection caused by eukaryotic heterotrophic organisms that live as saprobes or parasites, including mushrooms, yeasts, smuts, molds, etc. They reproduce either sexually or asexually, and have life cycles that range from simple to complex. Filamentous fungi refer to those that grow as multicellular colonies (mushrooms and molds). | C26726 | 1930 | Infection
FDA | C54450 | Patient_Problem_Codes_FDA_CDRH | C3258 | 1970 | Nausea |  |  | The sensation that one is about to vomit. | C3259 |  |  | Nausea and Vomiting
FDA | C54450 | Patient_Problem_Codes_FDA_CDRH | C3284 | 2422 | Obstruction |  |  |  | C36291
FDA | C54450 | Patient_Problem_Codes_FDA_CDRH | C3303 | 1994 | Pain |  |  | The sensation of discomfort, distress, or agony, resulting from the stimulation of specialized nerve endings. | C4876 |  |  | Symptom
FDA | C54450 | Patient_Problem_Codes_FDA_CDRH | C3310 | 1997 | Paralysis |  |  |  | C5039 |  |  | Motor Manifestations
FDA | C54450 | Patient_Problem_Codes_FDA_CDRH | C3327 | 2074 | Skin Discoloration | Discoloration of skin |  | A change from the patient's baseline skin coloration. | C36281 |  |  | Integumentary System Finding
FDA | C54450 | Patient_Problem_Codes_FDA_CDRH | C3331 | 2010 | Pleural Effusion | Effusion, pleural |  | Increased amounts of fluid within the pleural cavity containing no malignant cells | C3003 |  |  | Effusion
FDA | C54450 | Patient_Problem_Codes_FDA_CDRH | C3333 | 2011 | Pneumonia |  |  | An acute, acute and chronic, or chronic inflammation focally or diffusely affecting the lung parenchyma, due to infections (viruses, fungi, mycoplasma, or bacteria), treatment (e.g. radiation), or exposure (inhalation) to chemicals. Symptoms include cough, shortness of breath, fevers, chills, chest pain, headache, sweating, and weakness. | C27557 |  |  | Non-Neoplastic Lung Disorder
FDA | C54450 | Patient_Problem_Codes_FDA_CDRH | C3344 | 1943 | Itching |  |  | An intense itching sensation. | C5036 |  |  | Integumentary System Signs and Symptoms
FDA | C54450 | Patient_Problem_Codes_FDA_CDRH | C3348 | 1832 | Emphysema, Pulmonary | Pulmonary emphysema | A condition of the lung characterized by increase beyond normal in the size of air spaces distal to the terminal bronchioles, either from dilatation of the alveoli or from destruction of their walls. | A subcategory of chronic obstructive pulmonary disease (COPD). It occurs in people who smoke and suffer from chronic bronchitis. It is characterized by inflation of the alveoli, alveolar wall damage, and reduction in the number of alveoli, resulting in difficulty breathing. Alveoli are the vital lung structures where the transfer of oxygen and carbon dioxide takes place. -- 2004 | C3199 | 2237 | Chronic obstructive pulmonary disease, (COPD)
FDA | C54450 | Patient_Problem_Codes_FDA_CDRH | C3349 | 2255 | Radiodermatitis |  | A cutaneous inflammatory reaction occurring as a result of exposure to biologically effective levels of ionizing radiation. | A cutaneous inflammatory reaction occurring as a result of exposure to biologically effective levels of ionizing radiation. | C2983 | 2443 | Skin Inflammation
FDA | C54450 | Patient_Problem_Codes_FDA_CDRH | C3353 | 1696 | Adult Respiratory Distress Syndrome | ARDS¦Adult respiratory distress syndrome, ARDS |  |  | C27561 |  |  | Respiratory Distress Syndrome
FDA | C54450 | Patient_Problem_Codes_FDA_CDRH | C3364 | 2067 | Sepsis |  |  |  | C27583
FDA | C54450 | Patient_Problem_Codes_FDA_CDRH | C3365 | 2071 | Venereal Disease | Disease (VD), venereal¦VD¦VD, venereal disease¦Venereal disease (VD) | Any contagious disease acquired during sexual contact; e.g. syphilis, gonorrhea, chancroid. | A disorder acquired through sexual contact. --2004 | C26726 | 1930 | Infection
FDA | C54450 | Patient_Problem_Codes_FDA_CDRH | C3376 | 2517 | Sleep Disturbances | Disturbances, sleep |  | A change from the patient's baseline sleeping pattern, either an increase or a decrease in the number of hours slept. This can also refer to alterations in the stages of sleep. | C2893 |  |  | Psychiatric Disorder
FDA | C54450 | Patient_Problem_Codes_FDA_CDRH | C3390 | 1770 | Cerebrovascular Accident | CVA¦Cerebrovascular accident, (CVA)¦CVA, Cerebrovascular accident¦Stroke¦Syndrome, stroke¦Stroke Syndrome |  | A sudden, nonconvulsive loss of neurologic function due to an ischemic or hemorrhagic intracranial vascular event. In general, cerebrovascular accidents are classified by anatomic location in the brain, vascular distribution, etiology, age of the affected individual, and hemorrhagic vs. nonhemorrhagic nature. (From Adams et al., Principles of Neurology, 6th ed, pp777-810) | C2938 |  |  | Cerebrovascular Disorder
FDA | C54450 | Patient_Problem_Codes_FDA_CDRH | C3399 | 2091 | Swelling |  |  | Enlargement; expansion in size; sign of inflammation | C4876 |  |  | Symptom
FDA | C54450 | Patient_Problem_Codes_FDA_CDRH | C3426 | 2274 | Ulcer |  |  |  | C3671 | 2348 | Injury
FDA | C54450 | Patient_Problem_Codes_FDA_CDRH | C3429 | 1928 | Incontinence |  |  |  | C5035 |  |  | Genitourinary Signs and Symptoms
FDA | C54450 | Patient_Problem_Codes_FDA_CDRH | C3432 | 2278 | Urticaria | Hives | Urticaria. | An itchy skin eruption characterized by weals with pale interiors and well-defined red margins; usually the result of an allergic response to insect bites or food or drugs. | C2983 | 2443 | Skin Inflammation
FDA | C54450 | Patient_Problem_Codes_FDA_CDRH | C3439 | 2248 | Infection, Viral | Viral infection |  | Any disease caused by a virus. | C26726 | 1930 | Infection
FDA | C54450 | Patient_Problem_Codes_FDA_CDRH | C3442 | 2144 | Vomiting |  |  | The reflex act of ejecting the contents of the stomach through the mouth. | C3259 |  |  | Nausea and Vomiting
FDA | C54450 | Patient_Problem_Codes_FDA_CDRH | C3508 | 2442 | Reaction, Injection Site | Injection site reaction |  | An intense reaction (usually immunologic) developing at the site of injection | C16956 |  |  | Pathologic Process
FDA | C54450 | Patient_Problem_Codes_FDA_CDRH | C3671 | 2348 | Injury |  |  | Damage inflicted on the body as the direct or indirect result of an external force, with or without disruption of structural continuity. | C36291
FDA | C54450 | Patient_Problem_Codes_FDA_CDRH | C3672 | 1758 | Calcification | Deposit(s), calcium¦Calcium Deposit(s) |  | Deposition of calcium in the tissues. It may be the result of a metabolic disorder or long-standing infection, or it may be associated with the presence of cancer. -- 2004 | C9442 | 1809 | Deposits
FDA | C54450 | Patient_Problem_Codes_FDA_CDRH | C3824 | 1950 | Lesion |  |  | Any visible abnormal structural change in a bodily part. | C3367 |  |  | Finding
FDA | C54450 | Patient_Problem_Codes_FDA_CDRH | C3832 | 2359 | Malaise |  |  |  | C4876 |  |  | Symptom
FDA | C54450 | Patient_Problem_Codes_FDA_CDRH | C3889 | 2000 | Pelvic Inflammatory Disease | Disease (PID), pelvic inflammatory¦PID, pelvic inflammatory diseasec¦PID¦Inflammatory disease (PID), pelvic¦Pelvic inflammatory disease, (PID) | Any pelvic infection involving the upper female genital tract beyond the cervix. | Pelvic inflammatory disease (PID) is an acute or chronic inflammation in the pelvic cavity. It is most commonly caused by sexually transmitted diseases, including chlamydia and gonorrhea, that have ascended into the uterus, fallopian tubes, or ovaries as a result of intercourse or childbirth, or of surgical procedures, including insertion of IUDs or abortion. PID may be either symptomatic or asymptomatic. It may cause infertility and it may raise the risk of ectopic pregnancy. PID is a disease associated with HIV infection. | C27612 |  |  | Female Non-Neoplastic Reproductive System Disorder
FDA | C54450 | Patient_Problem_Codes_FDA_CDRH | C3890 | 1918 | Hypoxia |  |  |  | C36295
FDA | C54450 | Patient_Problem_Codes_FDA_CDRH | C4080 | 2001 | Perforation |  |  | A hole or opening made through a membrane or other tissue or material. | C3671 | 2348 | Injury
FDA | C54450 | Patient_Problem_Codes_FDA_CDRH | C4376 | 2041 | Renal failure | Failure, renal |  | Acute or chronic condition, characterized by the inability of the kidneys to adequately filter the blood substances, resulting in uremia and electrolyte imbalances. Acute renal failure is usually associated with oliguria or anuria, hyperkalemia, and pulmonary edema. Chronic renal failure is irreversible and requires hemodialysis.--2004 | C27600 |  |  | Non-Neoplastic Renal Disorder
FDA | C54450 | Patient_Problem_Codes_FDA_CDRH | C4731 | 1983 | Neuropathy |  |  | A disorder affecting the cranial nerves or the peripheral nervous system. It is manifested with pain, tingling, numbness, and muscle weakness. It may be the result of physical injury, toxic substances, viral diseases, diabetes, renal failure, cancer, and drugs. -- 2004 | C27587 |  |  | Non-Neoplastic Peripheral Nervous System Disorder
FDA | C54450 | Patient_Problem_Codes_FDA_CDRH | C4786 | 1808 | Dementia |  |  |  | C4802 |  |  | Neurodegenerative Disorder
FDA | C54450 | Patient_Problem_Codes_FDA_CDRH | C4872 | 1759 | Cancer, Breast | Breast cancer |  |  | C2916 |  |  | Carcinoma
FDA | C54450 | Patient_Problem_Codes_FDA_CDRH | C9439 | 2039 | Renal Disease, End Stage | Disease (ESRD), end stage renal¦ESRD¦Renal disease (ESRD), end stage¦End stage renal disease (ESRD)¦ESRD, end stage renal disease | Chronic, irreversible renal failure. | An irreversible and usually progressive reduction in renal function in which both kidneys have been damaged by a variety of diseases to the extent that they are unable to adequately remove the metabolic products from the blood and regulate the body's electrolyte composition and acid-base balance. (from MSH98) | C9438 |  |  | Chronic Renal Failure
FDA | C54450 | Patient_Problem_Codes_FDA_CDRH | C9442 | 1809 | Deposits |  |  | Accumulation of extraneous inorganic matter in tissues or cavities. | C35867 |  |  | Morphologic Finding
FDA | C54450 | Patient_Problem_Codes_FDA_CDRH | C9445 | 2208 | Rupture |  |  | Forcible tearing or disruption of tissue. | C3671 | 2348 | Injury
FDA | C54450 | Patient_Problem_Codes_FDA_CDRH | C14196 | 2220 | Cytomegalovirus (CVM) | CMV, cytomegalovirus |  | A type of Herpes virus also known (in humans) as human herpesvirus type 5, or HHV-5. It is in the betaherpesvirinae subfamily of Herpes. | C14217 |  |  | Herpesvirus
FDA | C54450 | Patient_Problem_Codes_FDA_CDRH | C14209 | 1872 | Fungus |  |  | A kingdom of eukaryotic, heterotrophic organisms that live as saprobes or parasites, including mushrooms, yeasts, smuts, molds, etc. They reproduce either sexually or asexually, and have life cycles that range from simple to complex. Filamentous fungi refer to those that grow as multicellular colonies (mushrooms and molds). | C25796 |  |  | Eukaryota
FDA | C54450 | Patient_Problem_Codes_FDA_CDRH | C14219 | 2197 | HIV, Human Immunodeficiency Virus | Virus (HIV), human immunodeficiency¦Human immunodeficiency virus (HIV) | A cytopathic retrovirus. It is the etiological agent of AIDS. | The virus isolated and recognized as the etiologic agent of AIDS. HIV-1 is classified as a lentivirus, a subtype of retroviruses. | C14290 |  |  | Lentivirus
FDA | C54450 | Patient_Problem_Codes_FDA_CDRH | C14283 | 2136 | Virus |  |  | A term for a group of infectious agents which with few exceptions are capable of passing through fine filters that retain most bacteria, are usually not visible through the light microscope, lack independent metabolism, and are incapable of growth or reproduction apart from living cells. | C14250 |  |  | Organism
FDA | C54450 | Patient_Problem_Codes_FDA_CDRH | C15179 | 1702 | Amputation |  |  |  | C49165 |  |  | Surgical Procedure by Method
FDA | C54450 | Patient_Problem_Codes_FDA_CDRH | C15191 | 1719 | Apheresis |  |  |  | C15657 |  |  | Blood Treatment
FDA | C54450 | Patient_Problem_Codes_FDA_CDRH | C15192 | 2337 | Transfusion Of Blood Products | Blood products, transfusion of |  |  | C15657 |  |  | Blood Treatment
FDA | C54450 | Patient_Problem_Codes_FDA_CDRH | C15211 | 2552 | Colostomy |  |  | The surgical creation of an opening between the colon and the surface of the body. (MeSH) | C15210 |  |  | Colon and Rectal Surgery
FDA | C54450 | Patient_Problem_Codes_FDA_CDRH | C15248 | 1885 | Hemodialysis |  |  |  | C15221 |  |  | Dialysis
FDA | C54450 | Patient_Problem_Codes_FDA_CDRH | C15266 | 2366 | Laparotomy |  |  | Creation of a surgical opening into the abdominal cavity. | C16120 |  |  | Abdominal Surgical Procedure
FDA | C54450 | Patient_Problem_Codes_FDA_CDRH | C15329 | 2357 | Surgical Procedure | Procedure, surgical |  | A diagnostic or treatment procedure performed by manual and/or instrumental means, often involving an incision and the removal or replacement of a diseased organ or tissue; of or relating to or involving or used in surgery or requiring or amenable to treatment by surgery. | C25218 |  |  | Intervention or Procedure
FDA | C54450 | Patient_Problem_Codes_FDA_CDRH | C15341 | 2393 | Tracheostomy |  |  | Creation of a surgical opening into the trachea. | C15454 |  |  | Head and Neck Surgery
FDA | C54450 | Patient_Problem_Codes_FDA_CDRH | C15609 | 1705 | Anastomosis |  |  | A natural or surgical joining of parts or branches of tubular structures so as to make or become continuous. | C49165 |  |  | Surgical Procedure by Method
FDA | C54450 | Patient_Problem_Codes_FDA_CDRH | C15986 | 2571 | Treatment With Medication(s) | Medication(s), treatment with |  | Treatment of disease through the use of drugs. | C21090 |  |  | Pharmacologic Management
FDA | C54450 | Patient_Problem_Codes_FDA_CDRH | C16299 | 1714 | Anticoagulation |  |  | Events or activities that prevent or inhibit coagulation. | C21045 |  |  | Coagulation Process
FDA | C54450 | Patient_Problem_Codes_FDA_CDRH | C16313 | 1733 | Autoimmune reaction | Reaction, autoimmune |  | Developmentally complex, not necessarily pathological, and possibly pervasive, an Autoimmune Process is a specific humoral or cell-mediated immune response against autologous (self) antigens. An autoimmune process may produce or be caused by autoimmune disease. | C16956 |  |  | Pathologic Process
FDA | C54450 | Patient_Problem_Codes_FDA_CDRH | C16897 | 1971 | Necrosis |  |  | The pathologic localized death of living cells, as from infection or interruption of the blood supply, generally associated with severe cellular trauma caused by progressive degradation by enzymes. Characterized by mitochondrial swelling, nuclear flocculation, and uncontrolled cell lysis, it is unprogrammed death of living tissue and cells. | C41515 |  |  | Cell Death Process
FDA | C54450 | Patient_Problem_Codes_FDA_CDRH | C16900 | 1978 | Neovascularization |  |  | Growth of new blood vessels feeding a tissue, as with a tumor. | C16956 |  |  | Pathologic Process
FDA | C54450 | Patient_Problem_Codes_FDA_CDRH | C17000 | 2009 | Pleomorphism |  |  | Having different forms at different stages of the life cycle. | C19896 |  |  | Miscellaneous Molecular Biology Terms
FDA | C54450 | Patient_Problem_Codes_FDA_CDRH | C17998 |  | Unknown | Unknown¦Unknown (For Use When The Patients Condition Is Not Known) |  | Not known, not observed, not recorded, or refused. | C27993 |  |  | General Qualifier
FDA | C54450 | Patient_Problem_Codes_FDA_CDRH | C20812 | 1778 | Coagulation | Clotting |  | The process of clot formation. | C21045 |  |  | Coagulation Process
FDA | C54450 | Patient_Problem_Codes_FDA_CDRH | C21007 | 2371 | Disability | Disability |  | Any physical, mental, or functional impairment that limits a major activity. It may be partial or complete. (Taber's) | C16669 |  |  | Health Status
FDA | C54450 | Patient_Problem_Codes_FDA_CDRH | C21097 | 2368 | Sedation |  |  | The process of allaying nervous excitement or the state of being calmed. (Taber's) | C15181 |  |  | Anesthesia Procedure
FDA | C54450 | Patient_Problem_Codes_FDA_CDRH | C25182 |  | Inpatient |  |  | A patient who is residing in the hospital where he is being treated. | C25190 |  |  | Person
FDA | C54450 | Patient_Problem_Codes_FDA_CDRH | C25201 | 2065 | Sensitivity |  |  | The ability to respond to physical stimuli or to register small physical amounts or differences. | C20181 |  |  | Conceptual Entity
FDA | C54450 | Patient_Problem_Codes_FDA_CDRH | C25637 | 2414 | Reaction |  |  | A response generated by a stimulus. | C20189 |  |  | Property or Attribute
FDA | C54450 | Patient_Problem_Codes_FDA_CDRH | C25751 | 2503 | Deterioration |  |  | Deterioration is a symptom or state of reduced quality or strength. (NCI) | C17747 |  |  | Disease Progression
FDA | C54450 | Patient_Problem_Codes_FDA_CDRH | C25754 | 1931 | Infiltration | Infiltrates | To penetrate a tissue or substance. | The process of the diffusion or accumulation in a tissue or cells of a substance not normal to it or in amounts above normal. (NCI) | C19986 |  |  | Biophysical Process
FDA | C54450 | Patient_Problem_Codes_FDA_CDRH | C25757 | 2116 | Ulceration |  |  | Ulceration is the formation or development of an ulcer. (NCI) | C16956 |  |  | Pathologic Process
FDA | C54450 | Patient_Problem_Codes_FDA_CDRH | C26682 | 1685 | Pain, Abdominal | Abdominal pain |  |  | C3303 | 1994 | Pain
FDA | C54450 | Patient_Problem_Codes_FDA_CDRH | C26686 | 1690 | Abscess |  |  |  | C2890 | 1735 | Infection, Bacterial
FDA | C54450 | Patient_Problem_Codes_FDA_CDRH | C26693 | 1708 | Aneurysm |  |  |  | C35552 |  |  | Cardiovascular System Finding
FDA | C54450 | Patient_Problem_Codes_FDA_CDRH | C26696 | 2328 | Anxiety |  |  | Apprehension of danger and dread accompanied by restlessness, tension, tachycardia, and dyspnea unattached to a clearly identifiable stimulus. | C3858 |  |  | Mental and Behavioral Signs and Symptoms
FDA | C54450 | Patient_Problem_Codes_FDA_CDRH | C26698 | 1720 | Apnea | Arrest, respiratory¦Respiratory Arrest | Cessation of breathing. | Transient cessation of respiration. | C3676 |  |  | Alteration in Respiration
FDA | C54450 | Patient_Problem_Codes_FDA_CDRH | C26710 | 2437 | Bronchopneumonia |  |  |  | C3333 | 2011 | Pneumonia
FDA | C54450 | Patient_Problem_Codes_FDA_CDRH | C26713 | 1766 | Cataract |  |  | Partial or complete opacity of the crystalline lens of one or both eyes that decreases visual acuity and eventually results in blindness. Some cataracts appear in infancy or in childhood, but most develop in older individuals. (Diagnostic Surgical Pathology, 3rd ed.) | C26812 |  |  | Lens Disorder
FDA | C54450 | Patient_Problem_Codes_FDA_CDRH | C26715 | 1768 | Cellulitis |  |  |  | C2890 | 1735 | Infection, Bacterial
FDA | C54450 | Patient_Problem_Codes_FDA_CDRH | C26720 | 1777 | Chorioamnionitis |  |  |  | C27583
FDA | C54450 | Patient_Problem_Codes_FDA_CDRH | C26726 | 1930 | Infection |  |  | A disorder resulting from the presence and activity of a microbial, viral, or parasitic agent. It can be transmitted by direct or indirect contact. -- 2003 | C53547
FDA | C54450 | Patient_Problem_Codes_FDA_CDRH | C26729 | 1786 | Connective Tissue Disease | Disease, connective tissue¦Tissue disease, connective |  |  | C27574 |  |  | Connective and Soft Tissue Disorder
FDA | C54450 | Patient_Problem_Codes_FDA_CDRH | C26730 | 1789 | Corneal Abrasion |  |  |  | C35392 |  |  | Corneal Injury
FDA | C54450 | Patient_Problem_Codes_FDA_CDRH | C26737 | 1798 | Cyanosis |  |  |  | C4876 |  |  | Symptom
FDA | C54450 | Patient_Problem_Codes_FDA_CDRH | C26740 | 1807 | Dehydrated |  |  |  | C5044 |  |  | Fluid and Electrolyte Manifestation
FDA | C54450 | Patient_Problem_Codes_FDA_CDRH | C26744 | 2253 | Dermatomyositis |  |  |  | C2889 | 1732 | Autoimmune Disease
FDA | C54450 | Patient_Problem_Codes_FDA_CDRH | C26746 | 2062 | Scleroderma |  |  |  | C2889 | 1732 | Autoimmune Disease
FDA | C54450 | Patient_Problem_Codes_FDA_CDRH | C26750 | 2374 | Joint Dislocation | Dislocated joint |  |  | C35724 |  |  | Dislocation
FDA | C54450 | Patient_Problem_Codes_FDA_CDRH | C26758 | 1818 | Ecchymosis |  |  |  | C26791 | 1888 | Hemorrhage
FDA | C54450 | Patient_Problem_Codes_FDA_CDRH | C26759 | 1829 | Embolism |  |  |  | C35740 |  |  | Non-Neoplastic Vascular Disorder
FDA | C54450 | Patient_Problem_Codes_FDA_CDRH | C26760 | 2429 | Encephalitis |  |  |  | C27586 |  |  | Non-Neoplastic Central Nervous System Disorder
FDA | C54450 | Patient_Problem_Codes_FDA_CDRH | C26769 | 1846 | Facial Nerve Paralysis | Nerve paralysis, facial¦Paralysis of facial nerve |  |  | C26941 |  |  | Cranial Nerve Paralysis
FDA | C54450 | Patient_Problem_Codes_FDA_CDRH | C26780 | 1874 | Gastritis |  |  | Inflammation of the stomach. | C53501 |  |  | Non-Neoplastic Stomach Disorder
FDA | C54450 | Patient_Problem_Codes_FDA_CDRH | C26782 | 1875 | Glaucoma |  |  | Increased pressure in the eyeball due to obstruction of the outflow of aqueous humor. | C27604 |  |  | Non-Neoplastic Eye Disorder
FDA | C54450 | Patient_Problem_Codes_FDA_CDRH | C26791 | 1888 | Hemorrhage | Bleeding |  | The flow of blood from a ruptured blood vessel. | C36295
FDA | C54450 | Patient_Problem_Codes_FDA_CDRH | C26794 | 2349 | Fracture, Hip | Hip fracture |  |  | C27002 |  |  | Lower Extremity Fracture
FDA | C54450 | Patient_Problem_Codes_FDA_CDRH | C26797 | 1905 | Hyperglycemia | Blood Glucose, High¦Glucose, high blood¦High blood glucose |  | A high level of blood sugar. It is usually an indication of diabetes mellitus. --2003 | C35553 |  |  | Abnormal Blood Chemistry and Hematology Test Result
FDA | C54450 | Patient_Problem_Codes_FDA_CDRH | C26805 | 1944 | Keratitis |  |  | Inflammation of the cornea. | C27608 |  |  | Non-Neoplastic Corneal Disorder
FDA | C54450 | Patient_Problem_Codes_FDA_CDRH | C26828 | 2389 | Meningitis |  |  |  | C27586 |  |  | Non-Neoplastic Central Nervous System Disorder
FDA | C54450 | Patient_Problem_Codes_FDA_CDRH | C26849 | 2252 | Peritonitis |  |  |  | C27666 |  |  | Non-Neoplastic Peritoneal Disorder
FDA | C54450 | Patient_Problem_Codes_FDA_CDRH | C26851 | 2367 | Pharyngitis |  |  |  | C27661 |  |  | Non-Neoplastic Pharyngeal Disorder
FDA | C54450 | Patient_Problem_Codes_FDA_CDRH | C26868 | 2020 | Pulmonary Edema | Edema, pulmonary |  |  | C27043 |  |  | Acute Respiratory Failure
FDA | C54450 | Patient_Problem_Codes_FDA_CDRH | C26872 | 2484 | Respiratory failure | Failure, respiratory |  |  | C27557 |  |  | Non-Neoplastic Lung Disorder
FDA | C54450 | Patient_Problem_Codes_FDA_CDRH | C26874 | 2047 | Detached retina | Retina, detached |  |  | C26967 |  |  | Retinal Detachment and Defect
FDA | C54450 | Patient_Problem_Codes_FDA_CDRH | C26883 | 2073 | Sjogren's Syndrome | Syndrome, sjogren's |  |  | C2889 | 1732 | Autoimmune Disease
FDA | C54450 | Patient_Problem_Codes_FDA_CDRH | C26891 | 2100 | Thrombosis |  |  |  | C35740 |  |  | Non-Neoplastic Vascular Disorder
FDA | C54450 | Patient_Problem_Codes_FDA_CDRH | C26901 | 1840 | Erythema |  |  |  | C3327 | 2074 | Skin Discoloration
FDA | C54450 | Patient_Problem_Codes_FDA_CDRH | C26906 | 2275 | Urinary Frequency | Frequency, urinary |  | urination at short intervals; it may result from increased urine formation, decreased bladder capacity, or lower urinary tract irritation. | C5035 |  |  | Genitourinary Signs and Symptoms
FDA | C54450 | Patient_Problem_Codes_FDA_CDRH | C26909 | 2122 | Uveitis |  |  |  | C35776 |  |  | Non-Neoplastic Uveal Disorder
FDA | C54450 | Patient_Problem_Codes_FDA_CDRH | C26920 | 1833 | Encephalopathy |  |  |  | C27586 |  |  | Non-Neoplastic Central Nervous System Disorder
FDA | C54450 | Patient_Problem_Codes_FDA_CDRH | C26925 | 1992 | Polymyositis |  |  |  | C27578 |  |  | Myositis
FDA | C54450 | Patient_Problem_Codes_FDA_CDRH | C27009 | 2238 | Myalgia |  |  |  | C3303 | 1994 | Pain
FDA | C54450 | Patient_Problem_Codes_FDA_CDRH | C27061 | 2362 | Peroneal Nerve Palsy | Nerve palsy, peroneal¦Palsy, peroneal nerve | Paralysis of the nerves located in the legs. | Paralysis of the nerves located in the legs. | C27587 |  |  | Non-Neoplastic Peripheral Nervous System Disorder
FDA | C54450 | Patient_Problem_Codes_FDA_CDRH | C27083 | 2101 | Thrombus |  | An aggregation of blood factors, primarily platelets and fibrin with entrapment of cellular elements, frequently causing vascular obstruction at the point of its formation. | An aggregation of blood factors, primarily platelets and fibrin with entrapment of cellular elements, frequently causing vascular obstruction at the point of its formation. | C35552 |  |  | Cardiovascular System Finding
FDA | C54450 | Patient_Problem_Codes_FDA_CDRH | C27088 | 1903 | Hyperbilirubinemia |  | Excessive concentrations of bilirubin in the blood, which may lead to jaundice. | Abnormally high level of bilirubin in the blood. Excess bilirubin is associated with jaundice. | C35553 |  |  | Abnormal Blood Chemistry and Hematology Test Result
FDA | C54450 | Patient_Problem_Codes_FDA_CDRH | C27123 | 2137 | Blurred vision | Blurring¦Vision, Blurring Of |  | Blurred vision is the loss of visual acuity (sharpness of vision) resulting in a loss of ability to see small details. (from MedlinePlus Medical Encyclopedia) | C5042 |  |  | Visual Manifestations
FDA | C54450 | Patient_Problem_Codes_FDA_CDRH | C27153 | 1956 | Lupus |  |  |  | C2889 | 1732 | Autoimmune Disease
FDA | C54450 | Patient_Problem_Codes_FDA_CDRH | C27165 | 2045 | Respiratory Distress | Distress, respiratory |  |  | C5043 |  |  | Ventilation or Perfusion Signs and Symptoms
FDA | C54450 | Patient_Problem_Codes_FDA_CDRH | C27298 | 2620 | Ptosis |  |  |  | C36287 |  |  | Congenital or Acquired Anatomic Abnormality
FDA | C54450 | Patient_Problem_Codes_FDA_CDRH | C27560 | 2046 | Respiratory Distress Syndrome Of Newborns | Respiratory distress syndrome of newborns (RDS)¦Syndrome of newborns (RDS), respiratory distress¦Newborns (RDS), respiratory distress syndrome of¦RDS Of Newborns¦RDS, respiratory distress syndrome of newborns | A condition of the newborn marked by dyspnea with cyanosis, most frequently occurring in premature infants, children of diabetic mothers and infants delivered by cesarean section, and sometimes with no predisposing cause. | A condition of the newborn marked by dyspnea with cyanosis, most frequently occurring in premature infants, children of diabetic mothers and infants delivered by cesarean section, and sometimes with no predisposing cause. | C27562 |  |  | Hyaline Membrane Syndrome
FDA | C54450 | Patient_Problem_Codes_FDA_CDRH | C27644 | 1801 | Deafness |  |  |  | C35731 | 1882 | Hearing loss
FDA | C54450 | Patient_Problem_Codes_FDA_CDRH | C27783 | 2351 | Fracture, Arm |  |  |  | C27782 |  |  | Upper Extremity Fracture
FDA | C54450 | Patient_Problem_Codes_FDA_CDRH | C27990 | 2333 | Toxicity |  |  | The finding of bodily harm due to the poisonous effects of something. | C3671 | 2348 | Injury
FDA | C54450 | Patient_Problem_Codes_FDA_CDRH | C27996 | 1969 | Myocardial Infarction | Infarction (MI), myocardial¦Myocardial infarction, (MI)l¦MI, myocardial infarctionl¦MI | Gross necrosis of the myocardium, as a result of interruption of the blood supply to the area, as in coronary thrombosis. | Gross necrosis of the myocardium, as a result of interruption of the blood supply to the area, as in coronary thrombosis. | C35544 |  |  | Myocardial Disorder
FDA | C54450 | Patient_Problem_Codes_FDA_CDRH | C28195 | 2654 | Thromboembolism |  |  |  | C26759 | 1829 | Embolism
FDA | C54450 | Patient_Problem_Codes_FDA_CDRH | C28221 | 2129 | Venipuncture |  |  | Technique used to draw blood from a vein for diagnostic purposes or for treatment of certain blood disorders. (From MSH 2002) | C18020 |  |  | Diagnostic Procedure
FDA | C54450 | Patient_Problem_Codes_FDA_CDRH | C28245 | 1725 | Aspiration |  |  |  | C20181 |  |  | Conceptual Entity
FDA | C54450 | Patient_Problem_Codes_FDA_CDRH | C28293 |  | Outpatient |  |  | A patient who comes to the hospital, clinic, or another medical facility for diagnosis and/or treatment but is not hospitalised (does not occupy a bed or ward). Outpatient care is called ambulatory care. | C16960 |  | Patient
FDA | C54450 | Patient_Problem_Codes_FDA_CDRH | C28397 | 1726 | Asthma |  |  |  | C27557 |  |  | Non-Neoplastic Lung Disorder
FDA | C54450 | Patient_Problem_Codes_FDA_CDRH | C34331 | 2543 | Abdominal Cramps | Cramps, abdominal |  |  | C34827 | 2193 | Cramp(s)
FDA | C54450 | Patient_Problem_Codes_FDA_CDRH | C34336 | 1962 | Miscarriage |  | Loss of the products of conception from the uterus before the fetus is viable; spontaneous abortion. | Expulsion of the products of conception before the completion of gestation without deliberate interference. | C35221 | 1688 | Abortion
FDA | C54450 | Patient_Problem_Codes_FDA_CDRH | C34338 | 2216 | Abortion, Therapeutic |  |  |  | C35221 | 1688 | Abortion
FDA | C54450 | Patient_Problem_Codes_FDA_CDRH | C34376 | 2279 | Hemolytic Anemia | Anemia, hemolytic |  |  | C35142 |  |  | Normocytic Anemia
FDA | C54450 | Patient_Problem_Codes_FDA_CDRH | C34398 | 1722 | Arteriosclerosis |  |  |  | C35317 |  |  | Arterial Disorder
FDA | C54450 | Patient_Problem_Codes_FDA_CDRH | C34439 | 2598 | Bronchospasm |  |  |  | C27557 |  |  | Non-Neoplastic Lung Disorder
FDA | C54450 | Patient_Problem_Codes_FDA_CDRH | C34441 | 1757 | Burn(s) |  | Injury to tissues caused by contact with dry heat, moist heat, flames, chemicals, electricity, friction or radiant and electromagnetic energy. A first degree burn is associated with redness, a second degree burn with vesication and a third degree burn with necrosis through the entire skin. |  | C3671 | 2348 | Injury
FDA | C54450 | Patient_Problem_Codes_FDA_CDRH | C34442 | 2549 | Caustic/Chemical Burns | Burn, caustic/chemical¦Chemical/caustic burn |  |  | C34441 | 1757 | Burn(s)
FDA | C54450 | Patient_Problem_Codes_FDA_CDRH | C34455 | 2228 | Clouding, Central Corneal | Corneal clouding, central¦Central corneal clouding | Diffuse edema of the central region of the cornea, usually associated with the wearing of hard contact lenses, but may also occur in keratoconus. |  | C36283 |  |  | Eye and Ear Finding
FDA | C54450 | Patient_Problem_Codes_FDA_CDRH | C34483 | 2061 | Scarring |  |  |  | C3044 | 1861 | Fibrosis
FDA | C54450 | Patient_Problem_Codes_FDA_CDRH | C34497 | 2417 | Coma | Comatose |  |  | C36280 |  |  | Nervous System Finding
FDA | C54450 | Patient_Problem_Codes_FDA_CDRH | C34504 | 1784 | Conjunctivitis |  |  | Conjunctivitis; inflammation of the conjunctiva of the eye. | C27607 |  |  | Non-Neoplastic Conjunctival Disorder
FDA | C54450 | Patient_Problem_Codes_FDA_CDRH | C34553 | 1814 | Dry Eye(s) | Eye(s), dry |  |  | C27604 |  |  | Non-Neoplastic Eye Disorder
FDA | C54450 | Patient_Problem_Codes_FDA_CDRH | C34582 | 1834 | Endocarditis |  |  | Inflammation of the endocardium. | C35741 |  |  | Non-Neoplastic Heart Disorder
FDA | C54450 | Patient_Problem_Codes_FDA_CDRH | C34586 | 1835 | Endophthalmitis |  |  |  | C45372 |  |  | Eye Infection
FDA | C54450 | Patient_Problem_Codes_FDA_CDRH | C34602 | 1845 | Eye injury | Injury, eye |  |  | C36283 |  |  | Eye and Ear Finding
FDA | C54450 | Patient_Problem_Codes_FDA_CDRH | C34660 | 1879 | Head Injury | Injury, head |  |  | C36282 |  |  | Head and Neck Finding
FDA | C54450 | Patient_Problem_Codes_FDA_CDRH | C34661 | 1880 | Headache |  |  | Pain in various parts of the head, not confined to the area of distribution of any nerve. | C3837 |  |  | Neurological Signs and Symptoms
FDA | C54450 | Patient_Problem_Codes_FDA_CDRH | C34670 | 1883 | Heartburn |  |  |  | C3303 | 1994 | Pain
FDA | C54450 | Patient_Problem_Codes_FDA_CDRH | C34685 | 2240 | Hernia |  |  |  | C36287 |  |  | Congenital or Acquired Anatomic Abnormality
FDA | C54450 | Patient_Problem_Codes_FDA_CDRH | C34738 | 1942 | Ischemia |  |  |  | C35552 |  |  | Cardiovascular System Finding
FDA | C54450 | Patient_Problem_Codes_FDA_CDRH | C34818 | 2665 | Intermenstrual Bleeding |  |  |  | C26791 | 1888 | Hemorrhage
FDA | C54450 | Patient_Problem_Codes_FDA_CDRH | C34827 | 2193 | Cramp(s) |  |  |  | C36288 |  |  | Connective and Soft Tissue Finding
FDA | C54450 | Patient_Problem_Codes_FDA_CDRH | C34830 | 1764 | Cardiomyopathy |  |  | A disease of the heart muscle or myocardium proper. Cardiomyopathies may be classified as either primary or secondary, on the basis of etiology, or on the pathophysiology of the lesion: hypertrophic, dilated, or restrictive. | C35544 |  |  | Myocardial Disorder
FDA | C54450 | Patient_Problem_Codes_FDA_CDRH | C34831 | 2470 | Myocarditis |  |  |  | C35544 |  |  | Myocardial Disorder
FDA | C54450 | Patient_Problem_Codes_FDA_CDRH | C34851 | 2188 | Uremia |  |  |  | C35553 |  |  | Abnormal Blood Chemistry and Hematology Test Result
FDA | C54450 | Patient_Problem_Codes_FDA_CDRH | C34857 | 2415 | Numbness |  |  |  | C34549 |  |  | Disturbance of Skin Sensation
FDA | C54450 | Patient_Problem_Codes_FDA_CDRH | C34882 | 2053 | Rheumatic Heart Disease | Disease, rheumatic heart¦Heart disease, rheumatic |  |  | C35741 |  |  | Non-Neoplastic Heart Disorder
FDA | C54450 | Patient_Problem_Codes_FDA_CDRH | C34945 | 1819 | Ectopic Pregnancy | Pregnancy, ectopic |  |  | C35169 |  |  | Pregnancy Disorder
FDA | C54450 | Patient_Problem_Codes_FDA_CDRH | C34979 | 2049 | Retina, Degeneration Of | Degeneration of retina |  |  | C27610 |  |  | Non-Neoplastic Retinal Disorder
FDA | C54450 | Patient_Problem_Codes_FDA_CDRH | C35016 | 2072 | Shock |  |  |  | C5044 |  |  | Fluid and Electrolyte Manifestation
FDA | C54450 | Patient_Problem_Codes_FDA_CDRH | C35018 | 2068 | Shock, septic | Septic shock |  |  | C35016 | 2072 | Shock
FDA | C54450 | Patient_Problem_Codes_FDA_CDRH | C35019 | 2267 | Shock, Surgical | Surgical shock |  |  | C35016 | 2072 | Shock
FDA | C54450 | Patient_Problem_Codes_FDA_CDRH | C35035 | 2083 | Sprain |  |  |  | C3671 | 2348 | Injury
FDA | C54450 | Patient_Problem_Codes_FDA_CDRH | C35053 | 1610 | Syncope | Faint |  | A spontaneous loss of consciousness caused by insufficient blood to the brain. | C3837 |  |  | Neurological Signs and Symptoms
FDA | C54450 | Patient_Problem_Codes_FDA_CDRH | C35143 | 2191 | Chills |  |  | A sensation of cold that often marks the start of an infection and the development of a fever. | C7941 |  |  | Body Temperature Associated Symptom
FDA | C54450 | Patient_Problem_Codes_FDA_CDRH | C35219 | 1959 | Menstrual Irregularities | Irregularities, menstrual | Deviations from the normal process; e.g. delayed, difficult, profuse, scanty, unusual bleeding, etc. | Deviations from the normal process; e.g. delayed, difficult, profuse, scanty, unusual bleeding, etc. | C34815 |  |  | Menstrual Disorder
FDA | C54450 | Patient_Problem_Codes_FDA_CDRH | C35221 | 1688 | Abortion |  |  | Any termination of pregnancy. | C34941 |  |  | Pregnancy Complication
FDA | C54450 | Patient_Problem_Codes_FDA_CDRH | C35375 | 1797 | Crushing Injury | Injury, crushing |  |  | C3671 | 2348 | Injury
FDA | C54450 | Patient_Problem_Codes_FDA_CDRH | C35468 | 1822 | Edema, macular | Macular edema |  |  | C27610 |  |  | Non-Neoplastic Retinal Disorder
FDA | C54450 | Patient_Problem_Codes_FDA_CDRH | C35481 | 1731 | Atrial Tachycardia |  |  | Any rapid heart rhythm originating in the atria. Atrial fibrillation and atrial flutter are varieties of atrial tachycardia. | C35061 |  |  | Supraventricular Tachycardia
FDA | C54450 | Patient_Problem_Codes_FDA_CDRH | C35498 | 2108 | Toxic Shock Syndrome | Shock syndrome (TSS), toxic¦TSS, toxic shock syndrome¦Toxic shock syndrome, (TSS)¦Syndrome (TSS), toxic shock¦TSS | A severe illness caused by infection with staphylococcus aureus and characterized by high fever of sudden onset, vomiting, diarrhea, and myalgia, followed by hypotension and in severe cases, shock; a sunburn-like rash with peeling of the skin, especially of the palms and soles, occurs during the acute phase. | A rare acute life-threatening systemic bacterial noncontagious illness caused by any of several related staphylococcal exotoxins. TSS characterised by high fever, hypotension, rash, multi-organ dysfunction, and cutaneous desquamation during the early convalescent period. The toxins affect the host immune system, causing an exuberant and pathological host inflammatory response. Laboratory findings consistent with TSS include leukocytosis, elevated prothrombin time, hypoalbuminemia, hypocalcemia, and pyuria. | C28193 |  |  | Syndrome
FDA | C54450 | Patient_Problem_Codes_FDA_CDRH | C35546 | 2195 | Dysphasia |  |  |  | C36280 |  |  | Nervous System Finding
FDA | C54450 | Patient_Problem_Codes_FDA_CDRH | C35650 | 2420 | Infection, Upper Respiratory Tract |  |  |  | C26873 |  |  | Infectious Lung Disorder
FDA | C54450 | Patient_Problem_Codes_FDA_CDRH | C35731 | 1882 | Hearing loss | Loss of hearing |  |  | C3078 |  |  | Hearing Disorder
FDA | C54450 | Patient_Problem_Codes_FDA_CDRH | C35760 | 2373 | Joint Disorder | Disorder, joint |  | Any disease of the joints. | C26326 |  |  | Non-Neoplastic Connective and Soft Tissue Disorder
FDA | C54450 | Patient_Problem_Codes_FDA_CDRH | C35768 | 1728 | Atherosclerosis |  |  |  | C34398 | 1722 | Arteriosclerosis
FDA | C54450 | Patient_Problem_Codes_FDA_CDRH | C36172 | 2444 | Sweating |  |  | The loss of a watery fluid, consisting mainly of sodium chloride and urea in solution, that is secreted by the sweat glands in the skin of mammals. | C7941 |  |  | Body Temperature Associated Symptom
FDA | C54450 | Patient_Problem_Codes_FDA_CDRH | C36173 | 2475 | Prolapse |  |  |  | C36287 |  |  | Congenital or Acquired Anatomic Abnormality
FDA | C54450 | Patient_Problem_Codes_FDA_CDRH | C36290 | 2570 | Chemical Exposure | Exposure, chemical |  |  | C36291
FDA | C54450 | Patient_Problem_Codes_FDA_CDRH | C37920 | 1751 | Bradycardia | Heart Rate, Decreased¦Decreased heart rate |  | An abnormally slow heartbeat; as applied in adult medicine, it is generally defined as a heart rate of under 60 beats per minute. | C37254 |  |  | Cardiovascular System Signs and Symptoms
FDA | C54450 | Patient_Problem_Codes_FDA_CDRH | C37921 | 1754 | Bruise |  |  | Injury of the soft tissues or bone without breaking the skin, as by a blow. (from Dictionary.com) | C3671 | 2348 | Injury
FDA | C54450 | Patient_Problem_Codes_FDA_CDRH | C37928 | 2553 | Confusion/Disorientation | Disorientation/confusion |  | Confusion; a mental state characterized by a lack of clear and orderly thought and behavior. | C4876 |  |  | Symptom
FDA | C54450 | Patient_Problem_Codes_FDA_CDRH | C37942 | 2329 | Distress |  |  | Distress; extreme physical pain or psychological suffering. | C36295
FDA | C54450 | Patient_Problem_Codes_FDA_CDRH | C37943 | 2194 | Dizziness |  |  | Dizziness is a medically indistinct term used to describe a variety of conditions such as lightheadedness, unsteadiness, giddiness, a sense of turning, spinning or rocking. | C3837 |  |  | Neurological Signs and Symptoms
FDA | C54450 | Patient_Problem_Codes_FDA_CDRH | C37965 | 1886 | Hemolysis |  |  | Disruption of the integrity of the erythrocyte membrane causing release of hemoglobin. | C61553 |  |  | Cytolysis
FDA | C54450 | Patient_Problem_Codes_FDA_CDRH | C37966 | 1899 | Hiccups |  |  | A diaphragmatic spasm causing a sudden inhalation which is interrupted by a spasmodic closure of the glottis, producing a noise. | C3676 |  |  | Alteration in Respiration
FDA | C54450 | Patient_Problem_Codes_FDA_CDRH | C37970 | 2242 | Hypernatremia |  |  | Hypernatremia; higher than normal levels of sodium in the circulating blood. | C35553 |  |  | Abnormal Blood Chemistry and Hematology Test Result
FDA | C54450 | Patient_Problem_Codes_FDA_CDRH | C37981 | 2559 | Intubation |  |  | The insertion of a cannula or tube into a hollow body organ. | C49236 |  |  | Therapeutic Procedure
FDA | C54450 | Patient_Problem_Codes_FDA_CDRH | C37999 | 2467 | Palpitations |  |  | An unpleasant sensation of irregular and/or forceful beating of the heart. | C37254 |  |  | Cardiovascular System Signs and Symptoms
FDA | C54450 | Patient_Problem_Codes_FDA_CDRH | C38003 | 2004 | Phlebitis |  |  | Phlebitis; inflammation of a vein. | C35117 |  |  | Vascular Disorder
FDA | C54450 | Patient_Problem_Codes_FDA_CDRH | C38006 | 2012 | Pneumothorax |  |  | Pneumothorax; abnormal presence of air in the pleural cavity resulting in the collapse of the lung. | C27563 |  |  | Non-Neoplastic Pleural Disorder
FDA | C54450 | Patient_Problem_Codes_FDA_CDRH | C38029 | 2095 | Tachycardia | Heart Rate, Increased¦Increased heart rate |  | Tachycardia; an abnormally rapid heartbeat, usually applied to a heart rate above 100 per minute. | C37254 |  |  | Cardiovascular System Signs and Symptoms
FDA | C54450 | Patient_Problem_Codes_FDA_CDRH | C38038 | 2515 | Shaking/Tremors | Tremors/shaking |  | The shaking movement of the whole body or just a certain part of it, often caused by problems of the neurons responsible for muscle action. | C5039 |  |  | Motor Manifestations
FDA | C54450 | Patient_Problem_Codes_FDA_CDRH | C38045 | 2669 | Catheterization |  |  | A technique in which a hollow, flexible tube is used to drain body fluids or to introduce fluids into the body, or to examine or widen a narrowed vein or artery. | C49236 |  |  | Therapeutic Procedure
FDA | C54450 | Patient_Problem_Codes_FDA_CDRH | C38057 | 2134 | Vertigo |  |  | Vertigo is a feeling of movement, a sensation as if the external world were revolving around the patient (objective vertigo) or as if he himself were revolving in space (subjective vertigo). Vertigo is medically distinct from dizziness, lightheadedness, and unsteadiness. | C3837 |  |  | Neurological Signs and Symptoms
FDA | C54450 | Patient_Problem_Codes_FDA_CDRH | C38665 | 1776 | Chest Pain | Pain in chest |  |  | C3303 | 1994 | Pain
FDA | C54450 | Patient_Problem_Codes_FDA_CDRH | C39594 | 2033 | Rash |  |  | Any change in the skin which affects its appearance or texture. A rash may be localised to one part of the body, or affect all the skin. Rashes may cause the skin to change color, itch, become warm, bumpy, dry, cracked or blistered, swell and may be painful. | C5036 |  |  | Integumentary System Signs and Symptoms
FDA | C54450 | Patient_Problem_Codes_FDA_CDRH | C39611 | 2668 | Bowel Perforation |  |  |  | C4080 | 2001 | Perforation
FDA | C54450 | Patient_Problem_Codes_FDA_CDRH | C40866 | 2126 | Vasoconstriction | Vasospasm |  | Vasoconstriction involves narrowing of a blood vessel lumen due to smooth muscle contraction in the vessel wall and leads to decreased blood flow. | C35552 |  |  | Cardiovascular System Finding
FDA | C54450 | Patient_Problem_Codes_FDA_CDRH | C40867 | 2127 | Vasodilatation |  | A state of increased caliber of the blood vessels. | Vasodilation involves widening of a blood vessel lumen due to smooth muscle relaxation in the vessel wall and leads to increased blood flow. | C41473 |  |  | Cardiovascular Alteration
FDA | C54450 | Patient_Problem_Codes_FDA_CDRH | C41330 | 2487 | ST Segment Depression | Depression, ST segment |  | The normal ST segment of the EKG tracing begins at the isoelectric line, is typically isoelectric (flat), extending from the end of the S wave and curving gradually upward to the beginning of the T wave. Causes of ST segment depression include myocardial ischemia, digoxin effect, ventricular hypertrophy, acute posterior myocardial infarction, pulmonary embolus, left bundle branch block. | C41328 |  |  | Electrocardiographic Finding
FDA | C54450 | Patient_Problem_Codes_FDA_CDRH | C41456 | 1960 | Microcyst(s) |  | A tiny cyst, frequently of such dimensions that a magnifying lens or microscope is required for observation. |  | C41454 |  |  | Cystic Change
FDA | C54450 | Patient_Problem_Codes_FDA_CDRH | C46088 | 1774 | Cesarean Section (c-section) | Delivery by cesarean section (c-section)¦C-section (cesarean section), delivery by |  | The delivery of an infant through a surgical abdominal incision. Surgery is performed when there may be complications associated with a vaginal birth and increased risk to the mother or fetus. 2005 | C15332 |  |  | Gynecological Surgical Procedure
FDA | C54450 | Patient_Problem_Codes_FDA_CDRH | C48060 | 2082 | Spotting |  |  | The act of creating a spot. | C20181 |  |  | Conceptual Entity
FDA | C54450 | Patient_Problem_Codes_FDA_CDRH | C48197 | 1938 | Intravasation |  | The entrance of foreign matter into a blood vessel. | The entry of a foreign object into a blood vessel. This process is pertinent to the description of a cancer cell and its transit into a blood vessel for metastasis at other sites, or to begin neoangiogenesis. | C51039 |  |  | Cell Transit Process
FDA | C54450 | Patient_Problem_Codes_FDA_CDRH | C48198 | 1842 | Extravasation |  | A discharge or escape, as of blood, from a vessel into the tissues. | The act of utilizing force to transit a vessel into the surrounding environment. This process is pertinent to the description of a cancer cell and its transit out of a blood vessel for metastasis at other sites. This process often initiates micro-metastases in the surrounding tissue. | C51039 |  |  | Cell Transit Process
FDA | C54450 | Patient_Problem_Codes_FDA_CDRH | C50403 | 2452 | Diaphoretic |  | Pertaining to or characterized by, or promoting diaphoresis; an agent that produces diaphoresis. (Diaphoresis is the act of perspiration, especially profuse perspiration). | Pertaining to, characterized by, or promoting sweating, e.g. procedure or an agent that promotes sweating. | C20189 |  |  | Property or Attribute
FDA | C54450 | Patient_Problem_Codes_FDA_CDRH | C50404 | 2411 | Nonspecific |  |  |  | C27993 |  |  | General Qualifier
FDA | C54450 | Patient_Problem_Codes_FDA_CDRH | C50405 | 2250 | Nonpyrogenic |  |  |  | C20189 |  |  | Property or Attribute
FDA | C54450 | Patient_Problem_Codes_FDA_CDRH | C50406 | 2051 | Retrograde |  |  |  | C20189 |  |  | Property or Attribute
FDA | C54450 | Patient_Problem_Codes_FDA_CDRH | C50407 | 2117 | Under No Medication | Medication, not under |  |  | C28104 |  |  | Patient Characteristics Qualifier
FDA | C54450 | Patient_Problem_Codes_FDA_CDRH | C50408 | 2118 | Under No Sedation | Sedation, not under |  |  | C28104 |  |  | Patient Characteristics Qualifier
FDA | C54450 | Patient_Problem_Codes_FDA_CDRH | C50409 | 2028 | Pyrogenic |  |  |  | C20189 |  |  | Property or Attribute
FDA | C54450 | Patient_Problem_Codes_FDA_CDRH | C50410 | 2218 | Anaphylactoid |  |  | Resembling anaphylaxis. | C27992 |  |  | Disease Qualifier
FDA | C54450 | Patient_Problem_Codes_FDA_CDRH | C50412 | 2560 | Lethargic |  |  |  | C28104 |  |  | Patient Characteristics Qualifier
FDA | C54450 | Patient_Problem_Codes_FDA_CDRH | C50413 | 2573 | Manual Ventilation Required | Ventilation required, manual |  |  | C16669 |  |  | Health Status
FDA | C54450 | Patient_Problem_Codes_FDA_CDRH | C50414 | 2580 | Hospitalization Required | Required hospitalization |  |  | C16669 |  |  | Health Status
FDA | C54450 | Patient_Problem_Codes_FDA_CDRH | C50415 | 2155 | Improved Patient Condition | Condition of patient, improved¦Patient condition, improved |  |  | C27992 |  |  | Disease Qualifier
FDA | C54450 | Patient_Problem_Codes_FDA_CDRH | C50416 | 1718 | Apgar Score, Decreased Or Low | Low or decreased apgar score¦Score, decreased or low apgar¦Decreased or low apgar score |  |  | C36295
FDA | C54450 | Patient_Problem_Codes_FDA_CDRH | C50417 | 1028 | Anastomose, Failure To |  |  |  | C20189 |  |  | Property or Attribute
FDA | C54450 | Patient_Problem_Codes_FDA_CDRH | C50418 | 1802 | Death/Expired | Expired/death |  |  | C25717 |  |  | Vital Status
FDA | C54450 | Patient_Problem_Codes_FDA_CDRH | C50419 | 2035 | Reaction, Local | Local reaction |  |  | C25637 | 2414 | Reaction
FDA | C54450 | Patient_Problem_Codes_FDA_CDRH | C50421 | 2563 | Surgical Procedure Aborted/Stopped | Procedure aborted/stopped, surgical |  |  | C45501 |  |  | Treatment Status
FDA | C54450 | Patient_Problem_Codes_FDA_CDRH | C50422 | 2565 | Surgical Procedure, Delayed | Procedure, delayed surgical |  |  | C45501 |  |  | Treatment Status
FDA | C54450 | Patient_Problem_Codes_FDA_CDRH | C50423 | 2518 | Therapy/Non-Surgical Treatment, Aborted/Stopped | Non-surgical treatment/therapy, aborted/stopped¦Treatment (non-surgical)/therapy, aborted/stopped |  |  | C45501 |  |  | Treatment Status
FDA | C54450 | Patient_Problem_Codes_FDA_CDRH | C50424 | 2519 | Therapy/Non-Surgical Treatment, Additional | Non-surgical treatment/therapy, additional |  |  | C45501 |  |  | Treatment Status
FDA | C54450 | Patient_Problem_Codes_FDA_CDRH | C50425 | 2520 | Therapy/Non-Surgical Treatment/Delayed/Prolonged | Non-surgical treatment/therapy, delayed¦Therapy/non-surgical treatment, delayed¦Treatment (non-surgical)/therapy, delayed |  |  | C45501 |  |  | Treatment Status
FDA | C54450 | Patient_Problem_Codes_FDA_CDRH | C50427 | 2052 | Retrograde Flow | Flow, retrograde |  |  | C41141 |  |  | Flow
FDA | C54450 | Patient_Problem_Codes_FDA_CDRH | C50429 | 2561 | Missed Dose | Dose, missed |  |  | C20181 |  |  | Conceptual Entity
FDA | C54450 | Patient_Problem_Codes_FDA_CDRH | C50430 | 2395 | Ventilator Dependent | Dependent, ventilator |  |  | C16960 |  | Patient
FDA | C54450 | Patient_Problem_Codes_FDA_CDRH | C50431 | 2370 | Mammogram, Abnormal | Abnormal mammogram |  |  | C36295
FDA | C54450 | Patient_Problem_Codes_FDA_CDRH | C50432 | 2159 | Misdiagnosis |  |  |  | C43369 |  |  | Error
FDA | C54450 | Patient_Problem_Codes_FDA_CDRH | C50433 | 1156 | Delamination |  |  |  | C29862 |  |  | Process
FDA | C54450 | Patient_Problem_Codes_FDA_CDRH | C50434 | 2602 | Drainage |  |  | The systematic withdrawal of fluids and discharges from a wound, sore or cavity. | C25404 |  |  | Action
FDA | C54450 | Patient_Problem_Codes_FDA_CDRH | C50435 | 2613 | Wrinkling |  |  |  | C20181 |  |  | Conceptual Entity
FDA | C54450 | Patient_Problem_Codes_FDA_CDRH | C50436 | 2261 | Seizures, Absence | Seizures, Petit-Mal¦Petit-mal seizures | The seizure seen in absence epilepsy, consisting of a sudden momentary break in consciousness of thought or activity, often accompanied by automatisms or clonic movements, especially of the eyelids. | Generalized seizure that manifests in a form of a brief episode of impairment of consciousness with or without accompanying motor phenomena such as clonic-tonic components, automatisms, or autonomic components. | C2962 | 2063 | Seizures
FDA | C54450 | Patient_Problem_Codes_FDA_CDRH | C50437 | 2225 | Discharge |  |  |  | C4876 |  |  | Symptom
FDA | C54450 | Patient_Problem_Codes_FDA_CDRH | C50438 | 1891 | Intracranial hemorrhage | Bleeding, Intracranial¦Hemorrhage, Intracranial¦Intracranial bleeding | Bleeding within the cranium. | Bleeding within the cranium. | C26791 | 1888 | Hemorrhage
FDA | C54450 | Patient_Problem_Codes_FDA_CDRH | C50440 | 2219 | Brain Injury | Injury, brain¦Brain Damage |  |  | C4974 |  |  | Nervous System Injury
FDA | C54450 | Patient_Problem_Codes_FDA_CDRH | C50441 | 1787 | Contusion |  | A bruise; an injury of a part without a break in the skin. | A bruise; an injury of a part without a break in the skin. | C3671 | 2348 | Injury
FDA | C54450 | Patient_Problem_Codes_FDA_CDRH | C50442 | 2096 | Body Temperature, Elevated | Temperature, elevated body¦Temperature rise, core¦Rise in core temperature¦Core Temperature Rise¦Elevated body temperature | Elevation of total body temperature. |  | C7941 |  |  | Body Temperature Associated Symptom
FDA | C54450 | Patient_Problem_Codes_FDA_CDRH | C50443 | 1750 | Erosion |  | An eating away or breakdown of any type of external or internal human tissue including but not limited to skin, teeth, mucosa, or somatic, which involves only the outer tissue layer. When tissue surrounds an implanted device, the tissue breakdown may result in migration and loss of the implant material and may result in further complications such as infection or abscess. | An eating away or breakdown of any type of external or internal human tissue including but not limited to skin, teeth, mucosa, or somatic, which involves only the outer tissue layer. When tissue surrounds an implanted device, the tissue breakdown may result in migration and loss of the implant material and may result in further complications such as infection or abscess. | C3824 | 1950 | Lesion
FDA | C54450 | Patient_Problem_Codes_FDA_CDRH | C50444 | 1868 | Foreign Body Reaction | Reaction, foreign body | A granulomatous inflammatory reaction evoked by the presence of an exogenous material in the tissues, a characteristic feature of which is the formation of foreign body giant cells. | A granulomatous inflammatory reaction evoked by the presence of an exogenous material in the tissues, a characteristic feature of which is the formation of foreign body giant cells. | C36291
FDA | C54450 | Patient_Problem_Codes_FDA_CDRH | C50445 | 2352 | Hypoesthesia |  | Consisting of abnormally decreased sensitivity, particularly to touch. | Impairment of tactile sensitivity manifesting as partial loss of sensitivity to sensory stimuli. | C5040 |  |  | Sensory Manifestations
FDA | C54450 | Patient_Problem_Codes_FDA_CDRH | C50446 | 1946 | Laceration(s) |  |  |  | C3671 | 2348 | Injury
FDA | C54450 | Patient_Problem_Codes_FDA_CDRH | C50447 | 1034 | Blood Gas Measurements, Abnormal | Abnormal blood gas measurements¦Measurements, abnormal blood gas |  |  | C35553 |  |  | Abnormal Blood Chemistry and Hematology Test Result
FDA | C54450 | Patient_Problem_Codes_FDA_CDRH | C50448 | 2078 | Ventricle, Abnormality Of |  |  |  | C9440 |  |  | Abnormality
FDA | C54450 | Patient_Problem_Codes_FDA_CDRH | C50449 | 1689 | Abrasion |  | Abraded wound; excoriation or circumscribed removal of the superficial layers of the skin or mucous membrane. |  | C3671 | 2348 | Injury
FDA | C54450 | Patient_Problem_Codes_FDA_CDRH | C50450 | 1945 | Keratitis, Acanthamoeba | Acanthamoeba keratitis | Keratitis due to infection by acanthamoeba; it is usually associated with soft contact lens wear, particularly overnight wear. | Keratitis due to infection by acanthamoeba; it is usually associated with soft contact lens wear, particularly overnight wear. | C26805 | 1944 | Keratitis
FDA | C54450 | Patient_Problem_Codes_FDA_CDRH | C50451 | 1692 | Achalasia |  | Failure of the smooth muscle fibers of the gastrointestinal tract to relax at any one point of junction of one part with another. | Failure of the smooth muscle fibers of the gastrointestinal tract to relax at any one point of junction of one part with another. | C3368 |  |  | Gastrointestinal System Signs and Symptoms
FDA | C54450 | Patient_Problem_Codes_FDA_CDRH | C50452 | 1693 | Shock, Acoustic | Acoustic Shock |  |  | C3671 | 2348 | Injury
FDA | C54450 | Patient_Problem_Codes_FDA_CDRH | C50453 | 1694 | Acoustic Trauma |  |  | Injury to the hearing mechanisms within the inner ear, caused by excessively loud noise. | C27160 |  |  | Injury of Inner Ear
FDA | C54450 | Patient_Problem_Codes_FDA_CDRH | C50454 | 2269 | Toxoplasmosis, Acquired | Acquired toxoplasmosis | Acquired as an adult. |  | C3418 |  |  | Toxoplasmosis
FDA | C54450 | Patient_Problem_Codes_FDA_CDRH | C50455 | 1697 | Air Embolism |  | The presence of bubbles of gas in the vascular system; occurrence is related to the entry of air into the venous circulation following trauma or surgery. | The presence of bubbles of gas in the vascular system; occurrence is related to the entry of air into the venous circulation following trauma or surgery. | C26759 | 1829 | Embolism
FDA | C54450 | Patient_Problem_Codes_FDA_CDRH | C50456 | 1699 | Airway Obstruction |  |  |  | C45233 |  |  | Respiratory System Finding
FDA | C54450 | Patient_Problem_Codes_FDA_CDRH | C50457 | 2551 | Cognitive Changes | Changes, cognitive | Pertaining to or characterized by cognition. That operation of the mind which we become aware of objects of thought or perception; it includes all aspects of perceiving, thinking, or remembering. |  | C36280 |  |  | Nervous System Finding
FDA | C54450 | Patient_Problem_Codes_FDA_CDRH | C50458 | 2544 | Ambulation Difficulties | Difficulties, ambulation |  |  | C4876 |  |  | Symptom
FDA | C54450 | Patient_Problem_Codes_FDA_CDRH | C50459 | 2217 | Amnionitis |  | Inflammation of the amnion. | Inflammation of the amnion. | C27583
FDA | C54450 | Patient_Problem_Codes_FDA_CDRH | C50460 | 1703 | Shock, Anaphylactic | Anaphylaxis¦Anaphylactic shock | Systemic anaphylaxis is the most dramatic example of an immediate hypersensitivity reaction; is uncommon and unexpected in nature and occasionally results in a fatal outcome. | An acute inflammatory reaction resulting from combination of a soluble antigen with IgE bound to a mast cell that leads to degranulation of the mast cell and release of histamine and histamine like substances, causing localized or global hypersensitivity immune reponses. | C35016 | 2072 | Shock
FDA | C54450 | Patient_Problem_Codes_FDA_CDRH | C50461 | 2491 | Aortic Dissection | Dissection, Aortic |  |  | C35317 |  |  | Arterial Disorder
FDA | C54450 | Patient_Problem_Codes_FDA_CDRH | C50462 | 1717 | Aortic Stenosis |  | Narrowing of the orifice of the aortic valve or of the supravalvular or subvalvular regions. | Narrowing of the orifice of the aortic valve or of the supravalvular or subvalvular regions. | C62433 |  |  | Valvular Stenosis
FDA | C54450 | Patient_Problem_Codes_FDA_CDRH | C50463 | 2353 | Hypoesthesia, Arm/Hand |  | Consisting of abnormally decreased sensitivity, particularly to touch. |  | C50445 | 2352 | Hypoesthesia
FDA | C54450 | Patient_Problem_Codes_FDA_CDRH | C50464 | 2355 | Arthralgia | Joint pain¦Pain, joint | Pain in a joint. | Pain in a joint. | C3303 | 1994 | Pain
FDA | C54450 | Patient_Problem_Codes_FDA_CDRH | C50465 | 1851 | Asphyxia |  | A condition due to lack of oxygen in respired air, resulting in impending or actual cessation of life. |  | C3890 | 1918 | Hypoxia
FDA | C54450 | Patient_Problem_Codes_FDA_CDRH | C50466 | 1729 | Atrial Fibrillation |  | An arrhythmia in which minute areas of the atrial myocardium are in various uncoordinated stages of depolarization and repolarization; instead of intermittently contracting, the atria quiver continuously in a chaotic pattern, causing a totally irregular, often rapid ventricular rate. | A supraventricular arrhythmia characterized by uncoordinated atrial myocardium activation due to multiple reentry circuits with consequent deterioration of atrial mechanical function. Instead of intermittently contracting, the atria quiver continuously in a chaotic pattern, causing a totally irregular, often tachycardia ventricular rate. On the ECG it is described by the replacement of consistent P waves by rapid oscillations or fibrillatory waves that vary in size, shape, and timing, associated with an irregular, frequently rapid ventricular response when atrioventricular conduction is intact. | C27158 |  |  | Supraventricular Arrhythmia
FDA | C54450 | Patient_Problem_Codes_FDA_CDRH | C50467 | 2511 | Atrial Perforation |  |  |  | C45430 |  |  | Heart Injury
FDA | C54450 | Patient_Problem_Codes_FDA_CDRH | C50468 | 2332 | Blockage |  |  |  | C3284 | 2422 | Obstruction
FDA | C54450 | Patient_Problem_Codes_FDA_CDRH | C50469 | 2143 | Vitreous Fluid, Blood In | Blood in vitreous fluid¦Fluid, blood in vitreous |  |  | C36283 |  |  | Eye and Ear Finding
FDA | C54450 | Patient_Problem_Codes_FDA_CDRH | C50470 | 2597 | Blood loss | Loss of blood |  |  | C5044 |  |  | Fluid and Electrolyte Manifestation
FDA | C54450 | Patient_Problem_Codes_FDA_CDRH | C50471 | 1747 | Blood pooling | Pooling of blood | Unintended collection/stasis of blood in patient. | Unintended collection/stasis of blood in patient. | C35552 |  |  | Cardiovascular System Finding
FDA | C54450 | Patient_Problem_Codes_FDA_CDRH | C50472 | 1803 | Debris, Bone Shedding | Shedding of bone debris¦Bone shedding debris | Shedding of accumulated bone fragments. | Shedding of accumulated bone fragments. | C36288 |  |  | Connective and Soft Tissue Finding
FDA | C54450 | Patient_Problem_Codes_FDA_CDRH | C50473 | 1756 | Burn, Bowel | Bowel burn |  |  | C34441 | 1757 | Burn(s)
FDA | C54450 | Patient_Problem_Codes_FDA_CDRH | C50474 | 2485 | Respiratory Rate, Decreased | Rate of respiration, decreased¦Decreased respiratory rate |  | Abnormal decrease of rate of breathing. | C3676 |  |  | Alteration in Respiration
FDA | C54450 | Patient_Problem_Codes_FDA_CDRH | C50475 | 2106 | Optical tissue, breakdown of | Tissue, Breakdown Of Optical |  |  | C34602 | 1845 | Eye injury
FDA | C54450 | Patient_Problem_Codes_FDA_CDRH | C50476 | 2146 | Burning Sensation | Sensation, burning |  |  | C5040 |  |  | Sensory Manifestations
FDA | C54450 | Patient_Problem_Codes_FDA_CDRH | C50477 | 1760 | Cancer, Other |  |  |  | C9305 |  |  | Malignant Neoplasm
FDA | C54450 | Patient_Problem_Codes_FDA_CDRH | C50479 | 1762 | Cardiac Arrest | Arrest, cardiac¦Asystole | Sudden cessation of the pumping function of the heart, with disappearance of arterial blood pressure, connoting either ventricular fibrillation or ventricular standstill. | Sudden cessation of the pumping function of the heart, with disappearance of arterial blood pressure, connoting either ventricular fibrillation or ventricular standstill. | C35741 |  |  | Non-Neoplastic Heart Disorder
FDA | C54450 | Patient_Problem_Codes_FDA_CDRH | C50480 | 1838 | Enzyme Elevation, Cardiac | Elevation of cardiac enzymes¦Cardiac enzyme elevation |  |  | C35553 |  |  | Abnormal Blood Chemistry and Hematology Test Result
FDA | C54450 | Patient_Problem_Codes_FDA_CDRH | C50481 | 2226 | Cardiac Tamponade |  | Acute compression of the heart caused by increased intrapericardial pressure due to the collection of blood or fluid in the pericardium from rupture of the heart, penetrating trauma, or progressive effusion. | Acute compression of the heart caused by increased intrapericardial pressure due to the collection of blood or fluid in the pericardium from rupture of the heart, penetrating trauma, or progressive effusion. | C3079 |  |  | Heart Disorder
FDA | C54450 | Patient_Problem_Codes_FDA_CDRH | C50482 | 2262 | Shock, Cardiogenic | Cardiogenic shock | Shock resulting from primary failure of the heart in its pumping function, as in myocardial infarction, severe cardiomyopathy, or mechanical obstruction or compression of the heart. | Shock resulting from primary failure of the heart in its pumping function, as in myocardial infarction, severe cardiomyopathy, or mechanical obstruction or compression of the heart. | C35016 | 2072 | Shock
FDA | C54450 | Patient_Problem_Codes_FDA_CDRH | C50483 | 1765 | Cardiopulmonary Arrest | Arrest, cardiopulmonary | Cessation of breathing and/or cardiac function. | Cessation of breathing and/or cardiac function. | C36278
FDA | C54450 | Patient_Problem_Codes_FDA_CDRH | C50484 | 2599 | Cephalohematoma |  | A subperiosteal hemorrhage limited to the surface of one cranial bone, a usually benign condition seen in the newborn as a result of bone trauma. | A subperiosteal hemorrhage limited to the surface of one cranial bone, a usually benign condition seen in the newborn as a result of bone trauma. | C35577 |  |  | Traumatic Hemorrhage
FDA | C54450 | Patient_Problem_Codes_FDA_CDRH | C50485 | 1889 | Hemorrhage, cerebral | Bleeding, cerebral¦Cerebral hemorrhage¦Cerebral bleeding | Hemorrhage into the cerebrum. See also Stroke Syndrome. | Bleeding within the cerebrum. | C50438 | 1891 | Intracranial hemorrhage
FDA | C54450 | Patient_Problem_Codes_FDA_CDRH | C50486 | 1771 | Infarction, cerebral | Cerebral, Infarction | An ischemic condition of the brain, producing a persistent focal neurological deficit in the area of distribution of the cerebral arteries. | An ischemic condition of the brain, producing a persistent focal neurological deficit in the area of distribution of the cerebral arteries. | C2938 |  |  | Cerebrovascular Disorder
FDA | C54450 | Patient_Problem_Codes_FDA_CDRH | C50487 | 1772 | Cerebrospinal Fluid Leakage | Fluid, leakage of cerebrospinal¦Leakage of cerebrospinal fluid |  |  | C40419 |  |  | Body Fluid Leakage
FDA | C54450 | Patient_Problem_Codes_FDA_CDRH | C50488 | 1773 | Cervical Changes | Cervical Change¦Changes, cervical | Changes such as abnormal, pathological, benign, malignant, etc. |  | C36284 |  |  | Reproductive System Finding
FDA | C54450 | Patient_Problem_Codes_FDA_CDRH | C50489 | 1831 | Emotional Changes | Changes, emotional |  |  | C36280 |  |  | Nervous System Finding
FDA | C54450 | Patient_Problem_Codes_FDA_CDRH | C50490 | 1775 | Chemosis |  | Excessive edema of the ocular conjunctiva. | Edema of the mucous membrane of the eyeball and eyelid lining. | C3002 | 1820 | Edema
FDA | C54450 | Patient_Problem_Codes_FDA_CDRH | C50491 | 2463 | Chest Tightness/Pressure | Tightness/pressure in chest¦Pressure/tightness in chest |  |  | C4876 |  |  | Symptom
FDA | C54450 | Patient_Problem_Codes_FDA_CDRH | C50492 | 2670 | Difficulty Chewing |  |  |  | C4876 |  |  | Symptom
FDA | C54450 | Patient_Problem_Codes_FDA_CDRH | C50493 | 2098 | Toxins In Children | Children, toxins in | Children affected by toxins may be due to silicone breast implants and their effects on unborn children and from breastfeeding. |  | C52681 |  |  | Adverse Event by Cause
FDA | C54450 | Patient_Problem_Codes_FDA_CDRH | C50494 | 2464 | Choking |  |  | A condition caused by blocking the airways to the lungs and interference with the respiration by compression or obstruction of the larynx or trachea. | C3671 | 2348 | Injury
FDA | C54450 | Patient_Problem_Codes_FDA_CDRH | C50495 | 2550 | Claudication |  | Limping or lameness. |  | C4876 |  |  | Symptom
FDA | C54450 | Patient_Problem_Codes_FDA_CDRH | C50496 | 2222 | Convulsion, Clonic | Clonic convulsion | A convulsion marked by alternating contracting and relaxing of the muscles. | A convulsion marked by alternating contracting and relaxing of the muscles. | C3837 |  |  | Neurological Signs and Symptoms
FDA | C54450 | Patient_Problem_Codes_FDA_CDRH | C50497 | 2416 | Collapse |  |  |  | C36295
FDA | C54450 | Patient_Problem_Codes_FDA_CDRH | C50499 | 2331 | Complaint, Ill-Defined | Ill-defined complaint |  |  | C20181 |  |  | Conceptual Entity
FDA | C54450 | Patient_Problem_Codes_FDA_CDRH | C50500 | 2212 | Abortion, Complete |  | All products of conception are expelled and identified. |  | C35221 | 1688 | Abortion
FDA | C54450 | Patient_Problem_Codes_FDA_CDRH | C50501 | 2627 | Complete Heart Block |  |  | Complete failure of atrial electrical impulse conduction through the AV node to the ventricles. | C26703 |  |  | Atrioventricular Block
FDA | C54450 | Patient_Problem_Codes_FDA_CDRH | C50502 | 2192 | Concussion |  | A violent jar or shock, or the condition which results from such an injury. | A violent jar or shock, or the condition which results from such an injury. | C3671 | 2348 | Injury
FDA | C54450 | Patient_Problem_Codes_FDA_CDRH | C50503 | 2270 | Toxoplasmosis, Congenital | Congenital toxoplasmosis | Passed from mother to fetus. |  | C3418 |  |  | Toxoplasmosis
FDA | C54450 | Patient_Problem_Codes_FDA_CDRH | C50504 | 2234 | Overwear Syndrome | Syndrome, overwear | Ocular pain which may be very intense, accompanied by corneal epithelium damage, conjunctival injection, lacrimation, blepharospasm, photophobia and hazy vision following corneal edema caused by overwear of contact lenses, principally the PMMA type. | Ocular pain which may be very intense, accompanied by corneal epithelium damage, conjunctival injection, lacrimation, blepharospasm, photophobia and hazy vision following corneal edema caused by overwear of contact lenses, principally the PMMA type. | C28193 |  |  | Syndrome
FDA | C54450 | Patient_Problem_Codes_FDA_CDRH | C50505 | 1745 | Contamination From Blood/Fluids | Blood/fluids, contamination from¦Fluids/blood, contamination from | The patient becomes contaminated from contact with blood/fluids on a device. | The patient becomes contaminated from contact with blood/fluids on a device. | C36291
FDA | C54450 | Patient_Problem_Codes_FDA_CDRH | C50506 | 2523 | Burn, Corneal | Corneal burn |  |  | C34441 | 1757 | Burn(s)
FDA | C54450 | Patient_Problem_Codes_FDA_CDRH | C50507 | 1790 | Corneal Decompensation | Decompensation, corneal | Inability to maintain corneal integrity; or corneal edema resulting from failure of the corneal endothelium to maintain detumescence. | Endothelial decompensation that is manifested by opacity of the cornea. The condition often occurs as a nonspecific response to mechanical injury from incidental corneal contact by intraocular instruments during surgery; chemical injury from the improper use of intraocular drugs, drugs containing preservatives, or from residues from inadequate rinsing of detergents or other residues from surgical instruments. The most common causes of corneal endothelial decompensation in the adult population are cataract removal/IOL-related endothelial loss and Fuchs dystrophy. When severe, corneal endothelial decompensation requires corneal transplantation. | C27608 |  |  | Non-Neoplastic Corneal Disorder
FDA | C54450 | Patient_Problem_Codes_FDA_CDRH | C50508 | 1791 | Corneal Edema | Edema, corneal | Hazy, swollen cornea. | Hazy, swollen cornea. | C3002 | 1820 | Edema
FDA | C54450 | Patient_Problem_Codes_FDA_CDRH | C50509 | 1878 | Haze |  |  |  | C36283 |  |  | Eye and Ear Finding
FDA | C54450 | Patient_Problem_Codes_FDA_CDRH | C50510 | 2231 | Corneal Infiltrates | Infiltrates, corneal | Discrete, small lesions present in the cornea as a result of corneal inflammation and, in some cases, after soft contact lens wear especially extended-wear lenses. | Discrete, small lesions present in the cornea as a result of corneal inflammation and, in some cases, after soft contact lens wear especially extended-wear lenses. | C36283 |  |  | Eye and Ear Finding
FDA | C54450 | Patient_Problem_Codes_FDA_CDRH | C50511 | 1793 | Corneal Scar | Scar, corneal |  |  | C34483 | 2061 | Scarring
FDA | C54450 | Patient_Problem_Codes_FDA_CDRH | C50512 | 2233 | Corneal Sensitivity | Sensitivity, corneal | The capability of the cornea to respond to stimulation. |  | C4876 |  |  | Symptom
FDA | C54450 | Patient_Problem_Codes_FDA_CDRH | C50513 | 1794 | Corneal Touch | Touch, corneal | Complications of intraocular lens surgery; usually refers to intraocular lens contact with cornea, can be intermittent or chronic. | Complications of intraocular lens surgery; usually refers to intraocular lens contact with cornea, can be intermittent or chronic. | C36283 |  |  | Eye and Ear Finding
FDA | C54450 | Patient_Problem_Codes_FDA_CDRH | C50514 | 1795 | Corneal Transplant | Transplant, corneal |  |  | C50920 | 2110 | Transplant Of Organ/Tissue
FDA | C54450 | Patient_Problem_Codes_FDA_CDRH | C50515 | 1796 | Corneal Ulcer | Ulcer, corneal | Area of epithelial tissue loss from corneal surface; associated with inflammatory cells in the cornea and anterior chamber. | Area of epithelial tissue loss from corneal surface; associated with inflammatory cells in the cornea and anterior chamber. | C27608 |  |  | Non-Neoplastic Corneal Disorder
FDA | C54450 | Patient_Problem_Codes_FDA_CDRH | C50516 | 2539 | Corneal Whitening | Whitening, corneal |  |  | C36283 |  |  | Eye and Ear Finding
FDA | C54450 | Patient_Problem_Codes_FDA_CDRH | C50517 | 2656 | Cusp Tear |  |  |  | C45525 |  |  | Valvular Heart Disorder
FDA | C54450 | Patient_Problem_Codes_FDA_CDRH | C50518 | 2453 | Cut(s) |  |  | A wound or cleft resulted from tissue separation into parts or laid open or penetrated with a sharp edge or instrument. | C3671 | 2348 | Injury
FDA | C54450 | Patient_Problem_Codes_FDA_CDRH | C50519 | 1799 | Cyclitis |  | Inflammation of the ciliary body. | Inflammation of the ciliary body. | C27604 |  |  | Non-Neoplastic Eye Disorder
FDA | C54450 | Patient_Problem_Codes_FDA_CDRH | C50520 | 1800 | Cyst(s), Formation Of | Formation of cyst(s) |  |  | C41454 |  |  | Cystic Change
FDA | C54450 | Patient_Problem_Codes_FDA_CDRH | C50521 | 1957 | Cytomegaloviral Retinitis | Retinitis, cytomegaloviral |  |  | C53649 |  |  | Cytomegaloviral Infection
FDA | C54450 | Patient_Problem_Codes_FDA_CDRH | C50522 | 2124 | Vaginal Mucosa Damage | Mucosa damage, vaginal¦Damage, vaginal mucosa |  |  | C3671 | 2348 | Injury
FDA | C54450 | Patient_Problem_Codes_FDA_CDRH | C50523 | 1915 | Hypothermia | Body temperature, decreased¦Temperature, decreased body¦Decreased body temperature | Abnormally low body temperature. | Abnormally low body temperature. | C7941 |  |  | Body Temperature Associated Symptom
FDA | C54450 | Patient_Problem_Codes_FDA_CDRH | C50524 | 2430 | Forced Expiratory Volume, Decreased | Volume (FEV), decreased forced expiratory¦Forced expiratory volume (FEV), decreased¦FEV decreased¦FEV (forced expiratory volume), decreased¦Decreased forced expiratory volume (FEV) | A decrease in the fraction of the forced vital capacity that is exhaled in a specific number of seconds. | A decrease in the fraction of the forced vital capacity that is exhaled in a specific number of seconds. | C45233 |  |  | Respiratory System Finding
FDA | C54450 | Patient_Problem_Codes_FDA_CDRH | C50525 | 2435 | Peak Expiratory Flowrate, Decreased | Flowrate, decreased peak expiratory¦Decreased peak expiratory flowrate | A decrease of the greatest rate of flow that can be achieved during forced expiration beginning with the lungs fully inflated. | Decreased expiratory peak flow measurement achieved during forced expiration that primarily reflects changes in upper airway conductance and may be of limited use in evaluation of changes in peripheral airway conductance. Evaluation of peak flow performance is subjective, and, therefore, acceptability criteria are lacking. Because the maneuver is effort and volume dependent, the patient must be encouraged to perform as vigorously as clinically feasible. The results of subjective evaluation may be difficult to interpret consistently. A validated dyspnea rating scale may be useful. | C45233 |  |  | Respiratory System Finding
FDA | C54450 | Patient_Problem_Codes_FDA_CDRH | C50526 | 2271 | Therapeutic Response, Decreased | Decreased therapeutic response¦Response, decreased therapeutic |  |  | C35461
FDA | C54450 | Patient_Problem_Codes_FDA_CDRH | C50527 | 2502 | Dehiscence |  |  |  | C36295
FDA | C54450 | Patient_Problem_Codes_FDA_CDRH | C50529 | 2369 | Fracture, Delayed Union | Union fracture, delayed¦Delayed union fracture |  | A bone fracture that is taking an abnormally long of time to heal. | C3046 | 1870 | Fracture(s)
FDA | C54450 | Patient_Problem_Codes_FDA_CDRH | C50530 | 2364 | Diabetic Ketoacidosis | Ketoacidosis, diabetic | A type of metabolic acidosis produced by accumulation of ketone bodies resulting from uncontrolled diabetes mellitus. | The metabolic condition resulted from uncontrolled diabetes mellitus, in which the shift of acid-base status of the body toward the acid side because of loss of base or retention of acids other than carbonic acid is accompanied by the accumulation of ketone bodies in body tissues and fluids. | C28228 |  |  | Acidosis
FDA | C54450 | Patient_Problem_Codes_FDA_CDRH | C50531 | 2224 | Dementia, Dialysis | Dialysis dementia | A severe, often fatal encephalopathy which has been attributed to accumulation in the brain of aluminum from dialysate prepared with inadequately purified water. | A severe, often fatal encephalopathy which has been attributed to accumulation in the brain of aluminum from dialysate prepared with inadequately purified water. | C26920 | 1833 | Encephalopathy
FDA | C54450 | Patient_Problem_Codes_FDA_CDRH | C50532 | 2239 | First Use Syndrome | Syndrome, first use | A symptom complex characterized by nervousness, chest pain, back pain, palpations, pruritus, and other usually mild symptoms occurring minutes following the initiation of dialysis with a new dialyzer. | A symptom complex characterized by nervousness, chest pain, back pain, palpations, pruritus, and other usually mild symptoms occurring minutes following the initiation of dialysis with a new dialyzer. | C28193 |  |  | Syndrome
FDA | C54450 | Patient_Problem_Codes_FDA_CDRH | C50533 | 2606 | Pulse, Diminished | Pulse, diminished |  |  | C35552 |  |  | Cardiovascular System Finding
FDA | C54450 | Patient_Problem_Codes_FDA_CDRH | C50534 | 2244 | Infection, Direct | Direct infection | Infection produced by direct contact with another person. | Infection produced by direct contact with another person. | C26726 | 1930 | Infection
FDA | C54450 | Patient_Problem_Codes_FDA_CDRH | C50535 | 2330 | Discomfort |  |  | A feeling of mental or physical uneasiness, pain, or distress. | C4876 |  |  | Symptom
FDA | C54450 | Patient_Problem_Codes_FDA_CDRH | C50536 | 2360 | Disfigurement |  |  |  | C36295
FDA | C54450 | Patient_Problem_Codes_FDA_CDRH | C50537 | 2601 | Distention |  |  |  | C36295
FDA | C54450 | Patient_Problem_Codes_FDA_CDRH | C50539 | 2363 | Dyskinesia |  | Difficulty moving; distortion or impairment of voluntary movement, as in tic, spasm, or myoclonus. | Difficulty moving; distortion or impairment of voluntary movement, as in tic, spasm, or myoclonus. | C36295
FDA | C54450 | Patient_Problem_Codes_FDA_CDRH | C50540 | 2059 | ST Segment Elevation | Elevation, ST segment | Evaluation of the interval from the end of ventricular depolarization to the onset of the T wave; it is usually isoelectric in normal subjects. | EKG ST segment elevation is usually attributed to impending infarction, but can also be due to pericarditis or vasospastic (variant) angina and early repolarization. In some healthy young adults, a form of ST elevation can be normal. The height of the ST segment is measured at a point 2 boxes after the end of the QRS complex. ST segment elevation is considered significant if it exceeds 1 mm in a limb lead or 2 mm in a precordial lead. | C41328 |  |  | Electrocardiographic Finding
FDA | C54450 | Patient_Problem_Codes_FDA_CDRH | C50541 | 2554 | Electric Shock | Shock, electric¦Shock, Electrical¦Electrical Shock |  |  | C45407 |  |  | Electrical Exposure
FDA | C54450 | Patient_Problem_Codes_FDA_CDRH | C50542 | 1826 | Electro-Mechanical Dissociation | Dissociation, electro-mechanical | Continued electrical rhythmicity of the heart in the absence of effective mechanical function. | A phenomenon characterized by the presence of cardiac electrical rhythm without a proper response of the myocardial tissue and mechanical cardiac output. EMD may imply that there is little viable or functional myocardium. The condition may also be associated with profound hypovolaemia, drug toxicity, electrolyte imbalance or mechanical obstruction to cardiac output such as pulmonary embolism, cardiac tamponade or tension pneumothorax. | C35552 |  |  | Cardiovascular System Finding
FDA | C54450 | Patient_Problem_Codes_FDA_CDRH | C50543 | 1817 | EKG/ECG Changes | Changes in EKG/ECG¦ECG/EKG changes | Changes in cardiac electrical activity. | Changes in cardiac electrical activity. | C41328 |  |  | Electrocardiographic Finding
FDA | C54450 | Patient_Problem_Codes_FDA_CDRH | C50544 | 1827 | Electrocution |  | The passage of electrical current through the body. | The passage of electrical current through the body. | C45407 |  |  | Electrical Exposure
FDA | C54450 | Patient_Problem_Codes_FDA_CDRH | C50545 | 2196 | Electrolyte Imbalance | Imbalance, electrolyte | Higher or lower than normal values for the serum electrolytes; usually affecting NA, K, CHL, CO2, glucose, bun. | Higher or lower than normal values for the serum electrolytes; usually affecting NA, K, CHL, CO2, glucose, bun. | C5044 |  |  | Fluid and Electrolyte Manifestation
FDA | C54450 | Patient_Problem_Codes_FDA_CDRH | C50546 | 1854 | Fetal Core Temperature Rise | Core temperature rise, fetal¦Rise in fetal core temperature¦Temperature rise, fetal core | Elevation of total fetal body temperature. |  | C50442 | 2096 | Body Temperature, Elevated
FDA | C54450 | Patient_Problem_Codes_FDA_CDRH | C50547 | 1830 | Embolus |  | A mass of clotted blood or other formed elements, such as bubbles of air, calcium fragments, etc. brought by the blood from another vessel and forced into a smaller one, thus obstructing the circulation. | A mass of clotted blood or other formed elements, such as bubbles of air, calcium fragments, etc. brought by the blood from another vessel and forced into a smaller one, thus obstructing the circulation. | C36295
FDA | C54450 | Patient_Problem_Codes_FDA_CDRH | C50548 | 2327 | Entrapment |  | Patient becomes entangled or caught in a bed, particularly in side rails, or mattress, or head/foot boards. |  | C3671 | 2348 | Injury
FDA | C54450 | Patient_Problem_Codes_FDA_CDRH | C50549 | 2232 | Microcysts, Epithelial | Epithelial microcysts | Very small, round vesicles containing fluid and cellular debris observed on the surface of the cornea under slit-lamp examination in some types of corneal dystrophy and in wearers of extended-wear lenses. | Very small, round vesicles containing fluid and cellular debris observed on the surface of the cornea under slit-lamp examination in some types of corneal dystrophy and in wearers of extended-wear lenses. | C36283 |  |  | Eye and Ear Finding
FDA | C54450 | Patient_Problem_Codes_FDA_CDRH | C50550 | 1839 | Eructate |  | To belch, the casting of upwind from the stomach. | To belch, the casting of upwind from the stomach. | C36279 |  |  | Gastrointestinal System Finding
FDA | C54450 | Patient_Problem_Codes_FDA_CDRH | C50551 | 2229 | Blinking, Excessive | Excessive blinking |  |  | C36283 |  |  | Eye and Ear Finding
FDA | C54450 | Patient_Problem_Codes_FDA_CDRH | C50552 | 2235 | Tearing, Excessive | Excessive tearing |  |  | C4876 |  |  | Symptom
FDA | C54450 | Patient_Problem_Codes_FDA_CDRH | C50553 | 2628 | Exit Block |  |  | A blockage of electrical conduction within the sinoatrial node resulting in the prolongation or failure (intermittent or complete) of impulse transmission from the sinoatrial node to the surrounding atrial tissue. | C34665 |  |  | Heart Block
FDA | C54450 | Patient_Problem_Codes_FDA_CDRH | C50554 | 2663 | Expulsion |  |  | Thrusting or pushing out; expulsion by force. | C36295
FDA | C54450 | Patient_Problem_Codes_FDA_CDRH | C50555 | 1890 | Hemorrhage, Extradural | Extradural hemorrhage | Intracranial hemorrhage into the epidural space. | Intracranial hemorrhage into the epidural space. | C26791 | 1888 | Hemorrhage
FDA | C54450 | Patient_Problem_Codes_FDA_CDRH | C50556 | 1843 | Extreme Exhaustion | Exhaustion, extreme | Extreme fatigue; inability to respond to stimuli. | Extreme fatigue; inability to respond to stimuli. | C3036 | 1849 | Fatigue
FDA | C54450 | Patient_Problem_Codes_FDA_CDRH | C50557 | 1844 | Extrusion |  | Thrusting or pushing out; expulsion by force. |  | C36295
FDA | C54450 | Patient_Problem_Codes_FDA_CDRH | C50558 | 1848 | Fall |  |  |  | C4876 |  |  | Symptom
FDA | C54450 | Patient_Problem_Codes_FDA_CDRH | C50559 | 2375 | Fasciitis |  | Inflammation of fascia. | Inflammation process in fascia. | C27573 |  |  | Non-Neoplastic Soft Tissue Disorder
FDA | C54450 | Patient_Problem_Codes_FDA_CDRH | C50560 | 1850 | Feeding Problems | Problems, feeding |  |  | C36295
FDA | C54450 | Patient_Problem_Codes_FDA_CDRH | C50561 | 2209 | Asphyxia, Fetal | Fetal asphyxia | Asphyxia in utero due to hypoxia. See also fetal hypoxia. | Asphyxia in utero due to hypoxia. See also fetal hypoxia. | C50465 | 1851 | Asphyxia
FDA | C54450 | Patient_Problem_Codes_FDA_CDRH | C50562 | 1852 | Fetal Brain Injury | Brain injury, fetal¦Injury, fetal brain | Injury occurring as a result of the delivery process. | Injury occurring as a result of the delivery process. | C50440 | 2219 | Brain Injury
FDA | C54450 | Patient_Problem_Codes_FDA_CDRH | C50563 | 1856 | Fetal Distress | Distress, fetal |  |  | C34941 |  |  | Pregnancy Complication
FDA | C54450 | Patient_Problem_Codes_FDA_CDRH | C50564 | 2210 | Hypoxia, Fetal |  | Hypoxia in utero, caused by conditions such as inadequate placental function (often abruptio placentae), preeclamptic toxicity, prolapse of the umbilical cord, or complications from anesthetic administration. | Hypoxia in utero, caused by conditions such as inadequate placental function (often abruptio placentae), preeclamptic toxicity, prolapse of the umbilical cord, or complications from anesthetic administration. | C3890 | 1918 | Hypoxia
FDA | C54450 | Patient_Problem_Codes_FDA_CDRH | C50566 | 1860 | Fibromyitis |  | Inflammation and fibrous degeneration of a muscle. | Inflammation and fibrous degeneration of a muscle. | C27573 |  |  | Non-Neoplastic Soft Tissue Disorder
FDA | C54450 | Patient_Problem_Codes_FDA_CDRH | C50567 | 1972 | Necrosis Of Flap Tissue | Flap tissue, necrosis of¦Tissue, necrosis of flap |  |  | C36184 |  |  | Necrotic Change
FDA | C54450 | Patient_Problem_Codes_FDA_CDRH | C50568 | 1864 | Flashers |  | A sudden or brief burst of light. | A sudden or brief burst of light. | C5042 |  |  | Visual Manifestations
FDA | C54450 | Patient_Problem_Codes_FDA_CDRH | C50569 | 1865 | Flatus |  | Gas or air in the gastrointestinal tract. | Gas or air in the gastrointestinal tract. | C36279 |  |  | Gastrointestinal System Finding
FDA | C54450 | Patient_Problem_Codes_FDA_CDRH | C50570 | 2667 | Follow-Up Bowel Resection Required |  |  |  | C36295
FDA | C54450 | Patient_Problem_Codes_FDA_CDRH | C50571 | 2354 | Hypoesthesia, Foot/Leg | Foot/leg hypoesthesia¦Leg/foot hypoesthesia | Consisting of abnormally decreased sensitivity, particularly to touch. |  | C50445 | 2352 | Hypoesthesia
FDA | C54450 | Patient_Problem_Codes_FDA_CDRH | C50572 | 1869 | Foreign Body Sensation | Sensation, foreign body | Feeling of grittiness or having something in the eye; frequently caused by a foreign body. Other possible causes include corneal abrasion, corneal ulcer, inturned eye lash or acute conjunctivitis. | Feeling of grittiness or having something in the eye; frequently caused by a foreign body. Other possible causes include corneal abrasion, corneal ulcer, inturned eye lash or acute conjunctivitis. | C36291
FDA | C54450 | Patient_Problem_Codes_FDA_CDRH | C50573 | 1873 | Gangrene |  | Death of tissue, usually in considerable mass and generally associated with loss of vascular (nutritive) supply and followed by bacterial invasion and putrefaction. | Death of tissue, usually in considerable mass and generally associated with loss of vascular (nutritive) supply and followed by bacterial invasion and putrefaction. | C36184 |  |  | Necrotic Change
FDA | C54450 | Patient_Problem_Codes_FDA_CDRH | C50574 | 2168 | Seizures, Grand-Mal | Grand-mal seizures | A symptomatic form of epilepsy often preceded by an aura; characterized by loss of consciousness with generalized tonic- clonic seizures. | A generalized tonic-clinic seizure, characterized by loss of consciousness. This type of seizure may be preceded by an aura and is frequently followed by a period of confusion and lethargy (post-ictal state). | C2962 | 2063 | Seizures
FDA | C54450 | Patient_Problem_Codes_FDA_CDRH | C50575 | 1877 | Hair Loss | Loss of hair |  |  | C36281 |  |  | Integumentary System Finding
FDA | C54450 | Patient_Problem_Codes_FDA_CDRH | C50576 | 1881 | Hearing Impairment | Impairment, hearing |  |  | C3078 |  |  | Hearing Disorder
FDA | C54450 | Patient_Problem_Codes_FDA_CDRH | C50577 | 2206 | Heart Failure | Cardiac Insufficiency¦Failure, Heart¦Insufficiency, cardiac | Inability of the heart to pump blood at an adequate rate to fill tissue metabolic requirements or the ability to do so only at an elevated filling pressure. | Inability of the heart to pump blood at an adequate rate to meet tissue metabolic requirements or the ability to do so only at an elevated filling pressure. | C35741 |  |  | Non-Neoplastic Heart Disorder
FDA | C54450 | Patient_Problem_Codes_FDA_CDRH | C50578 | 2666 | Heavier Menses |  |  |  | C3232 |  |  | Menstruation
FDA | C54450 | Patient_Problem_Codes_FDA_CDRH | C50579 | 1884 | Hematoma |  | A localized collection of blood, usually clotted, in an organ, space, or tissue, due to a break in the wall of a blood vessel. | A localized collection of blood, usually clotted, in an organ, space, or tissue, due to a break in the wall of a blood vessel. | C36295
FDA | C54450 | Patient_Problem_Codes_FDA_CDRH | C50580 | 1288 | Hemoconcentration |  | An increase in the concentration of blood cells resulting from the loss of plasma or water from the blood stream. | An increase in the concentration of blood cells resulting from the loss of plasma or water from the blood stream. | C5044 |  |  | Fluid and Electrolyte Manifestation
FDA | C54450 | Patient_Problem_Codes_FDA_CDRH | C50581 | 1895 | Hemostasis |  | The arrest of bleeding, either by the physiological properties of vasoconstriction and coagulation or by surgical means. | The arrest of bleeding, either by the physiological properties of vasoconstriction and coagulation or by surgical means. | C20181 |  |  | Conceptual Entity
FDA | C54450 | Patient_Problem_Codes_FDA_CDRH | C50582 | 1896 | Hemothorax |  | A collection of blood in the pleural cavity. | A collection of blood in the pleural cavity. | C35742 |  |  | Thoracic Disorder
FDA | C54450 | Patient_Problem_Codes_FDA_CDRH | C50583 | 1898 | Herpes |  | Any inflammatory skin disease caused by a herpesvirus and characterized by the formation of small vesicles in clusters. | Any inflammatory skin disease caused by a herpesvirus and characterized by the formation of small vesicles in clusters. | C3439 | 2248 | Infection, Viral
FDA | C54450 | Patient_Problem_Codes_FDA_CDRH | C50584 | 2478 | Oxygen Saturation, High | Saturation, high oxygen¦High oxygen saturation | The calculated measurements indicating the degree to which oxygen is bound to hemoglobin is high. | A high level of the degree to which oxygen is bound to hemoglobin given as a percentage calculated by dividing the maximum oxygen capacity into the actual oxygen content and multiplying by 100. Oxygen saturation usually is measured using pulse oximetry. | C5044 |  |  | Fluid and Electrolyte Manifestation
FDA | C54450 | Patient_Problem_Codes_FDA_CDRH | C50585 | 2480 | Pulmonary Arterial Wedge Pressure, High | Arterial wedge pressure, high pulmonary¦Pressure, high pulmonary arterial wedge¦Wedge pressure, high pulmonary arterial¦High pulmonary arterial wedge pressure | The measurement of the mean left arterial pressure, as measured by a catheter introduced into the distal pulmonary artery, is high. | The measurement of the mean left arterial pressure, as measured by a catheter introduced into the distal pulmonary artery, is high. | C35552 |  |  | Cardiovascular System Finding
FDA | C54450 | Patient_Problem_Codes_FDA_CDRH | C50586 | 1297 | Host-Tissue Reaction | Tissue, reaction of host¦Reaction of host-tissue | Growth of tissue in or around a foreign body as the body's antibody response to the foreign body. | Growth of tissue in or around a foreign body as the body's antibody response to the foreign body. | C50444 | 1868 | Foreign Body Reaction
FDA | C54450 | Patient_Problem_Codes_FDA_CDRH | C50587 | 2181 | Vitritis |  | Inflammatory intraocular reaction with clouding and cells in vitreous; often accompanies inflammation of ciliary body, iris, choroid, or retina. | Inflammatory intraocular reaction with clouding and cells in vitreous; often accompanies inflammation of ciliary body, iris, choroid, or retina. | C45256 |  |  | Vitreous Body Disorder
FDA | C54450 | Patient_Problem_Codes_FDA_CDRH | C50588 | 1904 | Hyperemia |  | The presence of an increased amount of blood in a part or organ; engorgement. | The presence of an increased amount of blood in a part or organ; engorgement. | C36295
FDA | C54450 | Patient_Problem_Codes_FDA_CDRH | C50589 | 1909 | Hyperthermia |  |  | A condition that manifests with abnormally high body temperature. In hyperthermic state, the hypothalamic set-point is normal but body temperature increases and overrides the ability to lose heat, resulting from exogenous heat exposure or endogenous heat production, e.g. in heat stroke, malignant hyperthermia, endocrine hyperthermia, or neuroleptic malignant syndrome. The concept does not refer to hyperpyrexia, the state when the hypothalamic set-point is reset at a higher temperature and is physiologically regulated. | C7941 |  |  | Body Temperature Associated Symptom
FDA | C54450 | Patient_Problem_Codes_FDA_CDRH | C50590 | 1910 | Hyperventilation |  | Abnormally prolonged, rapid, and deep breathing. | Abnormally prolonged, rapid, and deep breathing. | C45233 |  |  | Respiratory System Finding
FDA | C54450 | Patient_Problem_Codes_FDA_CDRH | C50591 | 2664 | Hypervolemia |  |  |  | C5044 |  |  | Fluid and Electrolyte Manifestation
FDA | C54450 | Patient_Problem_Codes_FDA_CDRH | C50592 | 1911 | Hyphema |  | Hemorrhage within the anterior chamber of the eye; bloodshot. | Hemorrhage within the anterior chamber of the eye; bloodshot. | C27604 |  |  | Non-Neoplastic Eye Disorder
FDA | C54450 | Patient_Problem_Codes_FDA_CDRH | C50593 | 1913 | Hypopyon |  | An accumulation of pus in the anterior chamber of the eye. | An accumulation of pus in the anterior chamber of the eye. | C45372 |  |  | Eye Infection
FDA | C54450 | Patient_Problem_Codes_FDA_CDRH | C50594 | 1916 | Hypoventilation |  | A state in which there is a reduced amount of air entering the pulmonary alveoli. | A state in which there is a reduced amount of air entering the pulmonary alveoli. | C45233 |  |  | Respiratory System Finding
FDA | C54450 | Patient_Problem_Codes_FDA_CDRH | C50595 | 2243 | Hypovolemia |  | Abnormally decreased volume of circulating fluid (plasma) in body. | Abnormally decreased volume of circulating fluid (plasma) in body. | C5044 |  |  | Fluid and Electrolyte Manifestation
FDA | C54450 | Patient_Problem_Codes_FDA_CDRH | C50596 | 1917 | Shock, Hypovolemic | Hypovolemic shock | Shock resulting from insufficient blood volume for the maintenance of adequate cardiac output, blood pressure and tissue perfusion. | Shock resulting from insufficient blood volume for the maintenance of adequate cardiac output, blood pressure and tissue perfusion. | C35016 | 2072 | Shock
FDA | C54450 | Patient_Problem_Codes_FDA_CDRH | C50597 | 1922 | Iatrogenic Lesion | Lesion, iatrogenic | Denoting any adverse condition in a patient occurring as the result of treatment by a physician or surgeon, especially infections acquired by the patient during the course of the treatment. | Denoting any adverse condition in a patient occurring as the result of treatment by a physician or surgeon, especially infections acquired by the patient during the course of the treatment. | C3824 | 1950 | Lesion
FDA | C54450 | Patient_Problem_Codes_FDA_CDRH | C50598 | 2498 | Iatrogenic Source | Source, iatogenic |  |  | C36291
FDA | C54450 | Patient_Problem_Codes_FDA_CDRH | C50599 | 1923 | Idioventricular Rhythm | Rhythm, idioventricular | Relating to or affecting the cardiac ventricles alone. |  | C35552 |  |  | Cardiovascular System Finding
FDA | C54450 | Patient_Problem_Codes_FDA_CDRH | C50600 | 2572 | Circulation, Impaired | Impaired circulation |  |  | C35552 |  |  | Cardiovascular System Finding
FDA | C54450 | Patient_Problem_Codes_FDA_CDRH | C50601 | 2378 | Healing, Impaired | Impaired healing |  |  | C36295
FDA | C54450 | Patient_Problem_Codes_FDA_CDRH | C50602 | 2138 | Vision, Impaired | Impaired vision |  |  | C5042 |  |  | Visual Manifestations
FDA | C54450 | Patient_Problem_Codes_FDA_CDRH | C50603 | 1924 | Implant, Failure Of | Failure of implant | An object or material, such as an alloplastic or radioactive material or tissue, partially or totally inserted or grafted into the body for prosthetic, therapeutic, diagnostic, or experimental purposes. |  | C36295
FDA | C54450 | Patient_Problem_Codes_FDA_CDRH | C50604 | 2546 | Breast Feed, Inability To | Inability to breast feed |  |  | C36295
FDA | C54450 | Patient_Problem_Codes_FDA_CDRH | C50605 | 2388 | Pain Relief, Inadequate | Inadequate pain relief |  |  | C36295
FDA | C54450 | Patient_Problem_Codes_FDA_CDRH | C50606 | 2525 | Burn, Incisional | Incisional burn |  |  | C34441 | 1757 | Burn(s)
FDA | C54450 | Patient_Problem_Codes_FDA_CDRH | C50607 | 1927 | Incompetent Cervix | Cervix, incompetent | One that is abnormally prone to dilate in the second trimester of pregnancy, resulting in premature expulsion of the fetus. | One that is abnormally prone to dilate in the second trimester of pregnancy, resulting in premature expulsion of the fetus. | C34941 |  |  | Pregnancy Complication
FDA | C54450 | Patient_Problem_Codes_FDA_CDRH | C50608 | 2213 | Abortion, Incomplete |  | The uterus is not entirely emptied of its contents. |  | C35221 | 1688 | Abortion
FDA | C54450 | Patient_Problem_Codes_FDA_CDRH | C50609 | 2431 | Forced Expiratory Volume, Increased | FEV increased¦Volume (FEV), increased forced expiratory¦Increased forced expiratory volume (FEV)¦Forced expiratory volume (FEV), increased¦FEV, (forced expiratory volume), increased | An increase in the fraction of the forced vital capacity that is exhaled in a specific number of seconds. | An increase in the fraction of the forced vital capacity that is exhaled in a specific number of seconds. | C45233 |  |  | Respiratory System Finding
FDA | C54450 | Patient_Problem_Codes_FDA_CDRH | C50610 | 2436 | Peak Expiratory Flowrate, Increased | Flowrate, increased peak expiratory¦Increased peak expiratory flowrate | An increase of the greatest rate of flow that can be achieved during forced expiration beginning with the lungs fully inflated. | An increase of the greatest rate of flow that can be achieved during forced expiration beginning with the lungs fully inflated. | C45233 |  |  | Respiratory System Finding
FDA | C54450 | Patient_Problem_Codes_FDA_CDRH | C50611 | 2272 | Therapeutic Response, Increased | Response, increased therapeutic¦Increased therapeutic response |  |  | C35461
FDA | C54450 | Patient_Problem_Codes_FDA_CDRH | C50612 | 2245 | Infection, Indirect | Indirect infection | Infection transmitted by water, food or other means of conveyance. |  | C26726 | 1930 | Infection
FDA | C54450 | Patient_Problem_Codes_FDA_CDRH | C50613 | 2214 | Abortion, Inducedl | Abortion, Artificial¦Induced abortion¦Artificial abortion | Abortion brought on intentionally. | Abortion brought on intentionally. | C35221 | 1688 | Abortion
FDA | C54450 | Patient_Problem_Codes_FDA_CDRH | C50614 | 1767 | Cataract, Induced | Induced cataract | A cataract that has been produced artificially or by induction, e.g. as a result of device use, medication, trauma, tears, falls, accidental injury, etc. | A cataract that has been produced artificially or by induction, e.g. as a result of device use, medication, trauma, tears, falls, accidental injury, etc. | C26713 | 1766 | Cataract
FDA | C54450 | Patient_Problem_Codes_FDA_CDRH | C50615 | 2264 | Shock, Insulin | Insulin shock | A hypoglycemic reaction to overdosage of insulin, a skipped meal, or strenuous exercise in an insulin-dependent diabetic. | A hypoglycemic reaction to overdosage of insulin, a skipped meal, or strenuous exercise in an insulin-dependent diabetic. | C35016 | 2072 | Shock
FDA | C54450 | Patient_Problem_Codes_FDA_CDRH | C50616 | 1333 | Intimal Dissection | Dissection, intimal | Pertaining to the inner layer of the blood vessels. |  | C35317 |  |  | Arterial Disorder
FDA | C54450 | Patient_Problem_Codes_FDA_CDRH | C50617 | 1933 | Infection, Intraocular | Intraocular infection | Infection within the eye. | Infection within the eye. | C45372 |  |  | Eye Infection
FDA | C54450 | Patient_Problem_Codes_FDA_CDRH | C50618 | 1937 | Intraocular Pressure Rise | IOPR¦IOPR, intraocular pressure rise¦Intraocular pressure rise, (IOPR)¦Rise in intraocular pressure, (IOPR)¦Pressure (IOPR), rise in intraocular | Increase of pressure of the intraocular fluid in the eye. | Increase of pressure of the intraocular fluid in the eye. | C36283 |  |  | Eye and Ear Finding
FDA | C54450 | Patient_Problem_Codes_FDA_CDRH | C50619 | 2662 | Intraoperative Pain |  |  |  | C3303 | 1994 | Pain
FDA | C54450 | Patient_Problem_Codes_FDA_CDRH | C50620 | 1855 | Death, Intrauterine Fetal | Intrauterine fetal death¦Fetal death, intrauterinel | Death in utero; failure of the product of conception to show evidence of respiration, heart beat, or definite movement of a voluntary muscle after expulsion from the uterus, with no possibility of resuscitation. | Death in utero; failure of the product of conception to show evidence of respiration, heart beat, or definite movement of a voluntary muscle after expulsion from the uterus, with no possibility of resuscitation. | C34941 |  |  | Pregnancy Complication
FDA | C54450 | Patient_Problem_Codes_FDA_CDRH | C50621 | 1940 | Iritis |  | Inflammation of the iris. | Inflammation of the iris. | C27604 |  |  | Non-Neoplastic Eye Disorder
FDA | C54450 | Patient_Problem_Codes_FDA_CDRH | C50622 | 2469 | Pulse, Irregular | Irregular pulse | A pulse that beats at irregular intervals. | Not rhythmic pulse irregular in beat or accent. | C35552 |  |  | Cardiovascular System Finding
FDA | C54450 | Patient_Problem_Codes_FDA_CDRH | C50623 | 2421 | Irritability |  |  | An abnormal responsiveness or morbid excitability of an organ, its part, or entire organism or its part to stimuli. | C36280 |  |  | Nervous System Finding
FDA | C54450 | Patient_Problem_Codes_FDA_CDRH | C50624 | 1941 | Irritation |  |  |  | C36295
FDA | C54450 | Patient_Problem_Codes_FDA_CDRH | C50625 | 2493 | Ischemic Heart Disease | Disease, ischemic heart¦Heart disease, ischemic |  | A disorder of cardiac function caused by insufficient blood flow to the muscle tissue of the heart. The decreased blood flow may be due to narrowing of the coronary arteries, to obstruction by a thrombus, or less commonly, to diffuse narrowing of arterioles and other small vessels within the heart. Severe interruption of the blood supply to the myocardial tissue may result in necrosis of cardiac muscle (myocardial infarction). | C35741 |  |  | Non-Neoplastic Heart Disorder
FDA | C54450 | Patient_Problem_Codes_FDA_CDRH | C50626 | 2672 | Immobility Of The Joint |  |  |  | C36288 |  |  | Connective and Soft Tissue Finding
FDA | C54450 | Patient_Problem_Codes_FDA_CDRH | C50627 | 2356 | Joint Swelling | Swelling, joint |  |  | C36288 |  |  | Connective and Soft Tissue Finding
FDA | C54450 | Patient_Problem_Codes_FDA_CDRH | C50628 | 1353 | Leaflet Disruption | Disruption, leaflet | A separation of the cusp of a heart valve. | A separation of the cusp of a heart valve. | C45525 |  |  | Valvular Heart Disorder
FDA | C54450 | Patient_Problem_Codes_FDA_CDRH | C50629 | 1947 | Left Ventricular Dysfunction | Dysfunction, left ventricular¦Ventricular dysfunction, left |  |  | C35552 |  |  | Cardiovascular System Finding
FDA | C54450 | Patient_Problem_Codes_FDA_CDRH | C50630 | 1948 | Left Ventricular Failure | Failure, left ventricular¦Ventricular failure, left | Failure of adequate output by the left ventricle despite an increase in distending pressure and in end-diastolic volume, with dyspnea, orthopnea, and other signs and symptoms of pulmonary congestion and edema. | Failure of adequate output by the left ventricle despite an increase in distending pressure and in end-diastolic volume, with dyspnea, orthopnea, and other signs and symptoms of pulmonary congestion and edema. | C50577 | 2206 | Heart Failure
FDA | C54450 | Patient_Problem_Codes_FDA_CDRH | C50631 | 1949 | Left Ventricular Hypertrophy | Ventricular hypertrophy, left | Enlargement or overgrowth of the myocardium of the left ventricle, due to chronic pressure overload. | Enlargement or overgrowth of the myocardium of the left ventricle, due to chronic pressure overload. | C35552 |  |  | Cardiovascular System Finding
FDA | C54450 | Patient_Problem_Codes_FDA_CDRH | C50632 | 1951 | Lesions In The Target Points |  |  |  | C3824 | 1950 | Lesion
FDA | C54450 | Patient_Problem_Codes_FDA_CDRH | C50633 | 1952 | Ligament(s), Damage To | Damage to ligament(s) |  |  | C3671 | 2348 | Injury
FDA | C54450 | Patient_Problem_Codes_FDA_CDRH | C50634 | 1954 | Liver Dysfunction | Dysfunction, liver |  |  | C36279 |  |  | Gastrointestinal System Finding
FDA | C54450 | Patient_Problem_Codes_FDA_CDRH | C50635 |  | Loss of consciousness |  |  | The neurologic status characterized by the occurrence of a loss of the ability to perceive and respond. | C36280 |  |  | Nervous System Finding
FDA | C54450 | Patient_Problem_Codes_FDA_CDRH | C50636 | 2562 | Loss of pulse | Pulse, Loss Of |  |  | C35552 |  |  | Cardiovascular System Finding
FDA | C54450 | Patient_Problem_Codes_FDA_CDRH | C50637 | 2032 | Range Of Motion, Loss Of | Motion, loss of range of¦Loss of range of motion |  |  | C36295
FDA | C54450 | Patient_Problem_Codes_FDA_CDRH | C50638 | 2139 | Vision, Loss Of | Loss of vision |  |  | C5042 |  |  | Visual Manifestations
FDA | C54450 | Patient_Problem_Codes_FDA_CDRH | C50639 | 2142 | Vitreous Fluid, Loss Of | Fluid, loss of vitreous¦Loss of vitreous fluid |  |  | C36283 |  |  | Eye and Ear Finding
FDA | C54450 | Patient_Problem_Codes_FDA_CDRH | C50640 | 2477 | Oxygen Saturation, Low | Low oxygen saturation¦Saturation, low oxygen | The calculated measurements indicating the degree to which oxygen is bound to hemoglobin is low. | A low level of the degree to which oxygen is bound to hemoglobin given as a percentage calculated by dividing the maximum oxygen capacity into the actual oxygen content and multiplying by 100. Oxygen saturation usually is measured using pulse oximetry. | C5044 |  |  | Fluid and Electrolyte Manifestation
FDA | C54450 | Patient_Problem_Codes_FDA_CDRH | C50641 | 2501 | Low Cardiac Output | Cardiac output, low¦Output, low cardiac |  |  | C35552 |  |  | Cardiovascular System Finding
FDA | C54450 | Patient_Problem_Codes_FDA_CDRH | C50642 | 2479 | Pulmonary Arterial Wedge Pressure, Low | Arterial wedge pressure, low pulmonary¦Low pulmonary arterial wedge pressure¦Pressure, low pulmonary arterial wedge¦Wedge pressure, low pulmonary arterial | The measurement of the mean left pulmonary arterial pressure, as measured by a catheter introduced into the distal pulmonary artery, is low. | The measurement of the mean left pulmonary arterial pressure, as measured by a catheter introduced into the distal pulmonary artery, is low. | C35552 |  |  | Cardiovascular System Finding
FDA | C54450 | Patient_Problem_Codes_FDA_CDRH | C50643 | 2186 | Headache, Lumbar Puncture | Headache, post spinal¦Lumbar puncture headache¦Post spinal headache | Headache in erect position, after lumbar puncture; due to lowering of intracranial pressure by leakage of cerebrospinal fluid through the needle tract. | Headache in erect position, after lumbar puncture; due to lowering of intracranial pressure by leakage of cerebrospinal fluid through the needle tract. | C52681 |  |  | Adverse Event by Cause
FDA | C54450 | Patient_Problem_Codes_FDA_CDRH | C50644 | 2397 | Lung, Overinflation Of | Overinflation of lung |  | Abnormal permanent enlargement of the lung air spaces distal to terminal bronchiole not resulted from wall destruction, e.g. due to loss of opposite lung. | C45233 |  |  | Respiratory System Finding
FDA | C54450 | Patient_Problem_Codes_FDA_CDRH | C50645 | 2198 | Mediastinal Shift | Shift, mediastinal | Normal location of the mediastinum changes to the right or left, depending upon the underlying cause. |  | C36295
FDA | C54450 | Patient_Problem_Codes_FDA_CDRH | C50646 |  | Contraindication | Contraindicated patient¦Patient, contraindicated | Any special symptom or circumstance that renders the use of a remedy or the carrying out of a procedure inadvisable, usually because of the risk. |  | C36291
FDA | C54450 | Patient_Problem_Codes_FDA_CDRH | C50647 | 1204 | Vessel Or Plaque, Device Embedded In | Device embedded in vessel or plaque¦Plaque or vessel, device embedded in | Device and/or fragments of device are embedded in patient's vessel and/or plaque. |  | C34620 |  |  | Foreign Body
FDA | C54450 | Patient_Problem_Codes_FDA_CDRH | C50649 | 1388 | Membrane, Breakage Of | Breakage of membrane |  |  | C36295
FDA | C54450 | Patient_Problem_Codes_FDA_CDRH | C50650 | 1961 | Microperforation(s) |  | Small holes made through a part or a substance. | Small holes made through a part or a substance. | C35867 |  |  | Morphologic Finding
FDA | C54450 | Patient_Problem_Codes_FDA_CDRH | C50651 | 2249 | Migration |  | Pass from one part of the body or organ to another. | Pass from one part of the body or organ to another. | C20181 |  |  | Conceptual Entity
FDA | C54450 | Patient_Problem_Codes_FDA_CDRH | C50652 | 2215 | Abortion, Missed |  | Retention in uterus of an abortus that has been dead at least 4 weeks. | Retention in uterus of an abortus that has been dead at least 4 weeks. | C34941 |  |  | Pregnancy Complication
FDA | C54450 | Patient_Problem_Codes_FDA_CDRH | C50653 | 2512 | Mitral Perforation | Perforation, mitral |  |  | C45430 |  |  | Heart Injury
FDA | C54450 | Patient_Problem_Codes_FDA_CDRH | C50654 | 1965 | Mitral Stenosis | Stenosis, mitral | Narrowing of the left atrioventricular mitral orifice. | Narrowing of the left atrioventricular mitral orifice. | C62433 |  |  | Valvular Stenosis
FDA | C54450 | Patient_Problem_Codes_FDA_CDRH | C50655 | 2471 | Mitral Valve Prolapse | Valve, prolapse of mitral¦Prolapse, mitral valve | Prolapse of the mitral valve, often with regurgitation, associated with myxomatous proliferation of the leaflets of the mitral valve. | A fairly common and often benign valvular heart disorder characterized by redundancy or hooding of mitral valve leaflets so that they prolapse into the left atrium, often causing mitral regurgitation. It is often a symptomless condition but may be marked by varied symptoms (e.g. chest pain, fatigue, dizziness, dyspnea, or palpitations) leading in some cases to endocarditis or ventricular tachycardia. | C45525 |  |  | Valvular Heart Disorder
FDA | C54450 | Patient_Problem_Codes_FDA_CDRH | C50656 | 1966 | Muscle Spasm(s) | Spasm(s), muscle) | A sudden, violent, involuntary contraction of a muscle or group of muscles. | A sudden, violent, involuntary contraction of a muscle or group of muscles. | C36288 |  |  | Connective and Soft Tissue Finding
FDA | C54450 | Patient_Problem_Codes_FDA_CDRH | C50657 | 1412 | Muscle Stimulation | Stimulation of muscle |  |  | C36288 |  |  | Connective and Soft Tissue Finding
FDA | C54450 | Patient_Problem_Codes_FDA_CDRH | C50658 | 1967 | Muscle Weakness | Weakness, muscular |  | A reduction in the strength of one or more muscles. | C36288 |  |  | Connective and Soft Tissue Finding
FDA | C54450 | Patient_Problem_Codes_FDA_CDRH | C50659 | 1968 | Muscular Rigidity | Rigidity, muscular | Stiffness or inflexibility. | Stiffness or inflexibility. | C36288 |  |  | Connective and Soft Tissue Finding
FDA | C54450 | Patient_Problem_Codes_FDA_CDRH | C50660 | 2161 | Muscular Tics |  | An involuntary, compulsive, repetitive stereotyped movement, usually of the face or shoulders. | An involuntary, compulsive, repetitive stereotyped movement, usually of the face or shoulders. | C3837 |  |  | Neurological Signs and Symptoms
FDA | C54450 | Patient_Problem_Codes_FDA_CDRH | C50661 | 1763 | Myocardial Contusion | Cardiac contusion¦Contusion, cardiac¦Contusion, myocardial | A bruise to the heart. | A bruise to the heart. | C50441 | 1787 | Contusion
FDA | C54450 | Patient_Problem_Codes_FDA_CDRH | C50662 | 2466 | Nasal Obstruction | Obstruction, nasal |  |  | C3284 | 2422 | Obstruction
FDA | C54450 | Patient_Problem_Codes_FDA_CDRH | C50663 | 2433 | Pain, Neck | Neck pain |  |  | C3303 | 1994 | Pain
FDA | C54450 | Patient_Problem_Codes_FDA_CDRH | C50664 | 2434 | Stiffness, Neck | Neck stiffness |  |  | C36282 |  |  | Head and Neck Finding
FDA | C54450 | Patient_Problem_Codes_FDA_CDRH | C50665 | 2462 | Needle Stick/Puncture | Puncture/stick from needle¦Stick/puncture from needle |  | A penetrating stab wound from a needle (or other sharp object) that may result in exposure to blood or other body fluids. | C34948 |  |  | Puncture Wound
FDA | C54450 | Patient_Problem_Codes_FDA_CDRH | C50666 | 1974 | Neonatal Deformities | Deformities, neonatal |  |  | C2849 | 1782 | Congenital Defect/Deformity
FDA | C54450 | Patient_Problem_Codes_FDA_CDRH | C50667 | 1975 | Neonatal Hearing Impairment | Hearing impairment, neonatal¦Impairment to hearing, neonatal |  |  | C2849 | 1782 | Congenital Defect/Deformity
FDA | C54450 | Patient_Problem_Codes_FDA_CDRH | C50668 | 1976 | Neonatal Hearing Loss | Hearing loss, neonatal¦Loss of hearing, neonatal |  |  | C2849 | 1782 | Congenital Defect/Deformity
FDA | C54450 | Patient_Problem_Codes_FDA_CDRH | C50669 | 1979 | Nerve Damage | Damage to nerve(s) |  |  | C4974 |  |  | Nervous System Injury
FDA | C54450 | Patient_Problem_Codes_FDA_CDRH | C50670 | 1981 | Neural Tissue Damage | Damage to neural tissue¦Tissue damage, neural |  |  | C4974 |  |  | Nervous System Injury
FDA | C54450 | Patient_Problem_Codes_FDA_CDRH | C50671 | 2265 | Shock, Neurogenic | Neurogenic shock | Shock resulting from neurogenic vasodilation, which can be produced by cerebral trauma or hemorrhage, spinal cord injury, deep general or spinal anesthesia, or toxic central nervous system depression. | Shock resulting from neurogenic vasodilation, which can be produced by cerebral trauma or hemorrhage, spinal cord injury, deep general or spinal anesthesia, or toxic central nervous system depression. | C35016 | 2072 | Shock
FDA | C54450 | Patient_Problem_Codes_FDA_CDRH | C50672 | 1982 | Neurological Deficit/Dysfunction | Deficit/dysfunction, neurological¦Dysfunction/deficit, neurological |  |  | C36280 |  |  | Nervous System Finding
FDA | C54450 | Patient_Problem_Codes_FDA_CDRH | C50673 | 2162 | Nipple Sensation, Changes In/Loss Of | Changes in/loss of nipple sensation¦Sensation, changes in/loss of nipple¦Loss of/changes in nipple sensation |  |  | C5040 |  |  | Sensory Manifestations
FDA | C54450 | Patient_Problem_Codes_FDA_CDRH | C50674 | 2441 | Nipple Ulceration | Ulceration, nipple |  |  | C2909 |  |  | Non-Neoplastic Breast Disorder
FDA | C54450 | Patient_Problem_Codes_FDA_CDRH | C50675 | 2199 | No Consequences Or Impact To Patient | Consequences or impact to patient, none¦Patient, no consequences or impact to¦Impact or consequences to patient, none |  |  | C36295
FDA | C54450 | Patient_Problem_Codes_FDA_CDRH | C50676 | 2276 | Nonresorbable Materials, Unretrieved In Body | Materials (nonresorbable), unretrieved in body¦Unretrieved nonresorbable materials in body |  |  | C34620 |  |  | Foreign Body
FDA | C54450 | Patient_Problem_Codes_FDA_CDRH | C50677 | 2481 | Pulmonary Arterial Wedge Pressure, Normal | Arterial wedge pressure, normal pulmonary¦Normal pulmonary arterial wedge pressure¦Wedge pressure, normal pulmonary arterial¦Pressure, normal pulmonary arterial wedge | The measurement of the mean left arterial pressure, as measured by a catheter introduced into the distal pulmonary artery, is normal. | The measurement of the mean left arterial pressure, as measured by a catheter introduced into the distal pulmonary artery, is normal. | C35552 |  |  | Cardiovascular System Finding
FDA | C54450 | Patient_Problem_Codes_FDA_CDRH | C50678 | 1984 | Occlusion |  | The act of closure or the state of being closed; an obstruction; the relationship between all of the components of the masticatory system in normal function, dysfunction, and parafunction; momentary complete closure of some area in the vocal tract, causing stoppage of the breath and accumulation of pressure. | Obstruction or a closure of hollow organ, passageway or vessel; also the transient approximation of the edges of a natural opening; imperforation. | C3284 | 2422 | Obstruction
FDA | C54450 | Patient_Problem_Codes_FDA_CDRH | C50679 | 1987 | Organ(s), Perforation Of | Perforation of organ(s) |  |  | C4080 | 2001 | Perforation
FDA | C54450 | Patient_Problem_Codes_FDA_CDRH | C50680 | 1428 | Ossification |  | The formation of bone or of a bony substance; the conversion of fibrous tissue or of cartilage into bone or a bony substance. | The formation of bone or of a bony substance; the conversion of fibrous tissue or of cartilage into bone or a bony substance. | C36288 |  |  | Connective and Soft Tissue Finding
FDA | C54450 | Patient_Problem_Codes_FDA_CDRH | C50681 | 2377 | Osteolysis |  | Dissolution of bone; applied especially to the removal or loss of the calcium of bone. | Dissolution of bone; applied especially to the removal or loss of the calcium of bone. | C27572 |  |  | Non-Neoplastic Bone Disorder
FDA | C54450 | Patient_Problem_Codes_FDA_CDRH | C50682 | 1436 | Overcorrection |  |  |  | C36283 |  |  | Eye and Ear Finding
FDA | C54450 | Patient_Problem_Codes_FDA_CDRH | C50683 | 1991 | Overstimulation |  |  |  | C20181 |  |  | Conceptual Entity
FDA | C54450 | Patient_Problem_Codes_FDA_CDRH | C50684 | 1995 | Painful Stimulation | Stimulation, painful |  |  | C36295
FDA | C54450 | Patient_Problem_Codes_FDA_CDRH | C50685 | 2468 | Pallor |  |  | An unusual or extreme paleness, state of decreased skin coloration. | C36281 |  |  | Integumentary System Finding
FDA | C54450 | Patient_Problem_Codes_FDA_CDRH | C50686 | 1447 | Pannus Formation | Formation, pannus | Superficial vascularization of the cornea with infiltration of granulation tissue; an inflammatory exudate overlying the lining layer of synovial cells on the inside of a joint. | Superficial vascularization of the cornea with infiltration of granulation tissue; an inflammatory exudate overlying the lining layer of synovial cells on the inside of a joint. | C36295
FDA | C54450 | Patient_Problem_Codes_FDA_CDRH | C50687 | 2448 | Paraplegia |  | Paralysis of the legs and lower part of the body. | Complete paralysis of the lower half of the body including both legs, often caused by damage to the spinal cord. | C27588 |  |  | Non-Neoplastic Nervous System Disorder
FDA | C54450 | Patient_Problem_Codes_FDA_CDRH | C50688 | 1998 | Paresis |  | A slight or incomplete paralysis. | A slight or incomplete paralysis. | C3310 | 1997 | Paralysis
FDA | C54450 | Patient_Problem_Codes_FDA_CDRH | C50689 | 2260 | Seizures, Focal | Focal seizuresl | Partial seizure. | A transitory alteration in movement, sensation or autonomic nerve function due to abnormal electric activity in a localized area of the cerebral cortex, usually without change in awareness or alertness. Symptoms vary with different lesion locations and may include but not limited to the motor (e.g. rhythmic muscle contractions in one area of the body), somatosensory and sensory alterations manifested by abnormal numbness, paresthesias or other hallucinations, including several types of aura; autonomic and psychic symptoms, e.g. with changes in speech, thought, personality, mood, sensation of deja vu or hallucinations. | C2962 | 2063 | Seizures
FDA | C54450 | Patient_Problem_Codes_FDA_CDRH | C50690 | 2455 | Contamination, Chemical | Chemical contamination | Patient becomes contaminated from exposure to chemicals associated with the use of the device, including chemical spills from a device. | Chemical contamination of patient resulted from medical device abnormal functioning or failure including chemical spills from a device. | C36290 | 2570 | Chemical Exposure
FDA | C54450 | Patient_Problem_Codes_FDA_CDRH | C50691 | 1999 | Peeling |  | A peeling off or loss of epidermis, as in sunburn, postscarlatinal peeling, or toxic epidermal necrolysis. | A peeling off or loss of epidermis, as in sunburn, postscarlatinal peeling, or toxic epidermal necrolysis. | C5036 |  |  | Integumentary System Signs and Symptoms
FDA | C54450 | Patient_Problem_Codes_FDA_CDRH | C50692 | 1792 | Cornea, Perforation Of | Perforation of cornea |  |  | C27608 |  |  | Non-Neoplastic Corneal Disorder
FDA | C54450 | Patient_Problem_Codes_FDA_CDRH | C50693 | 2399 | Esophagus, Perforation Of | Perforation of esophagus |  | The presence of a hole or other type of opening in the esophageal wall through which the contents of the esophagus can pass into the mediastinum. The most common cause of esophageal perforation is injury during a medical procedure such as esophagoscopy or placement of a naso-gastric tube; and pathologic process such as neoplasm or gastric reflux with ulceration. Less common causes include injuries from penetrating or blunt trauma or injury to the esophagus during an operation on another organ, mechanical problem such as violent retching or vomiting; ingestion of a foreign body or caustic agents. The condition often results in infection of the mediastinum and mediastinitis. | C35328 |  |  | Injury to Esophagus
FDA | C54450 | Patient_Problem_Codes_FDA_CDRH | C50694 | 2002 | Peripheral Vascular Disease | Disease, peripheral vascular¦Vascular disease, peripheral |  |  | C35740 |  |  | Non-Neoplastic Vascular Disorder
FDA | C54450 | Patient_Problem_Codes_FDA_CDRH | C50695 | 2003 | Peritoneal Laceration(s) | Laceration(s), peritoneal |  |  | C34332 |  |  | Abdominal Injury
FDA | C54450 | Patient_Problem_Codes_FDA_CDRH | C50696 | 2201 | Leak(s), Perivalvular | Perivalvular Leak | The escape of blood around a heart valve, particularly around its leaflets. | The escape of blood around a heart valve, particularly around its leaflets. | C35552 |  |  | Cardiovascular System Finding
FDA | C54450 | Patient_Problem_Codes_FDA_CDRH | C50697 | 2164 | Phosphene Visualization | Visualization, phosphene | An objective visual sensation that appears with the eyes closed and in the absence of visual light. | An objective visual sensation that appears with the eyes closed and in the absence of visual light. | C5042 |  |  | Visual Manifestations
FDA | C54450 | Patient_Problem_Codes_FDA_CDRH | C50698 | 2165 | Phototoxicity |  | A nonimmunologic, chemically induced type of photosensitivity. | A nonimmunologic, chemically induced type of photosensitivity. | C38004 |  |  | Photosensitivity
FDA | C54450 | Patient_Problem_Codes_FDA_CDRH | C50699 | 2013 | Pocket Erosion | Erosion, pocket | Erosion of patient's skin pocket which houses a device. | Erosion of patient's skin pocket which houses a device. | C50443 | 1750 | Erosion
FDA | C54450 | Patient_Problem_Codes_FDA_CDRH | C50700 | 2604 | Polydipsia |  | Chronic excessive intake of water; it may be from an organic cause, such as the dehydration of diabetes mellitus, diabetes insipidus, or a reaction to medication, or from a psychological cause. When untreated it can lead to water intoxication. | Chronic excessive intake of water; it may be from an organic cause, such as the dehydration of diabetes mellitus, diabetes insipidus, or a reaction to medication, or from a psychological cause. When untreated it can lead to water intoxication. | C4876 |  |  | Symptom
FDA | C54450 | Patient_Problem_Codes_FDA_CDRH | C50701 | 2015 | Positive antinuclear antibodies (ANA) | ANA, positive antinuclear antibodies¦Antibodies (ANA), positive antinuclear¦Antinuclear antibodies (ANA), positive | Antibodies directed against nuclear antigens; almost invariably found in systemic lupus erythematosus and are frequently found in rheumatoid arthritis, scleroderma, Sjogren's Syndrome and mixed connective tissue disease. | Antibodies directed against nuclear antigens; almost invariably found in systemic lupus erythematosus and are frequently found in rheumatoid arthritis, scleroderma, Sjogren's Syndrome and mixed connective tissue disease. | C38440 |  |  | Abnormal Immunology Test Result
FDA | C54450 | Patient_Problem_Codes_FDA_CDRH | C50702 | 2639 | Capsular Bag Tear, Posterior |  |  |  | C2959 |  |  | Complication
FDA | C54450 | Patient_Problem_Codes_FDA_CDRH | C50703 | 2266 | Shock, Postoperative | Postoperative shock | A state of shock following a surgical operation. | A state of shock following a surgical operation. | C35019 | 2267 | Shock, Surgical
FDA | C54450 | Patient_Problem_Codes_FDA_CDRH | C50704 | 2446 | Wound Infection, Post-Operative | Infection, post-operative wound¦Post-operative wound infection |  |  | C35050 |  |  | Surgical Wound Infection
FDA | C54450 | Patient_Problem_Codes_FDA_CDRH | C50705 | 2447 | Wound Infection, Post-Traumatic | Infection, post-traumatic wound¦Post-traumatic wound infection |  |  | C45234 |  |  | Wound Infection
FDA | C54450 | Patient_Problem_Codes_FDA_CDRH | C50706 | 2326 | Pressure Sores/Ulcers | Pressure, necrosis¦Ulcers/sores, pressure¦Sores/ulcers, pressure¦Necrosis, Pressure | Death of tissue due to external pressure. | Death of tissue due to external pressure. | C3426 | 2274 | Ulcer
FDA | C54450 | Patient_Problem_Codes_FDA_CDRH | C50707 | 2655 | Disc Impingement |  |  |  | C35552 |  |  | Cardiovascular System Finding
FDA | C54450 | Patient_Problem_Codes_FDA_CDRH | C50709 | 2652 | Valve Thrombosis |  |  |  | C26891 | 2100 | Thrombosis
FDA | C54450 | Patient_Problem_Codes_FDA_CDRH | C50710 | 2514 | Protrusion |  |  |  | C36295
FDA | C54450 | Patient_Problem_Codes_FDA_CDRH | C50711 | 2605 | Pseudoaneurysm |  |  |  | C35552 |  |  | Cardiovascular System Finding
FDA | C54450 | Patient_Problem_Codes_FDA_CDRH | C50712 | 2019 | Pulmonary Dysfunction | Dysfunction, pulmonary |  |  | C45233 |  |  | Respiratory System Finding
FDA | C54450 | Patient_Problem_Codes_FDA_CDRH | C50713 | 1498 | Pulmonary Embolism | Embolism, pulmonary | The closure of the pulmonary artery or one of its branches by an embolus, sometimes associated with infarction of the lung. | The closure of the pulmonary artery or one of its branches by an embolus, sometimes associated with infarction of the lung. | C26759 | 1829 | Embolism
FDA | C54450 | Patient_Problem_Codes_FDA_CDRH | C50714 | 2021 | Pulmonary Infarction | Infarction, pulmonary | Localized necrosis of lung tissue caused by obstruction of the arterial blood supply, most often due to pulmonary embolism. | Localized necrosis of lung tissue caused by obstruction of the arterial blood supply, most often due to pulmonary embolism. | C27557 |  |  | Non-Neoplastic Lung Disorder
FDA | C54450 | Patient_Problem_Codes_FDA_CDRH | C50715 | 2024 | Pulmonary Stenosis | Stenosis, pulmonary | Narrowing of the opening between the pulmonary artery and the right ventricle, usually at the level of the valve leaflets. | Narrowing of the opening between the pulmonary artery and the right ventricle, usually at the level of the valve leaflets. | C62433 |  |  | Valvular Stenosis
FDA | C54450 | Patient_Problem_Codes_FDA_CDRH | C50716 | 2026 | Pupillary Block | Block, pupillary | An obstruction of the pupil. | An obstruction of the pupil. | C36283 |  |  | Eye and Ear Finding
FDA | C54450 | Patient_Problem_Codes_FDA_CDRH | C50717 | 1812 | Purulent Discharge | Discharge, purulent | Consisting of or containing pus; associated with the formation of or caused by pus. | Consisting of or containing pus; associated with the formation of or caused by pus. | C34548 |  |  | Fluid Discharge
FDA | C54450 | Patient_Problem_Codes_FDA_CDRH | C50718 | 2027 | Pus |  |  |  | C36295
FDA | C54450 | Patient_Problem_Codes_FDA_CDRH | C50719 | 2246 | Infection, Pyrogenic | Pyrogenic infection | An infection caused by pus-producing organisms. | An infection caused by pus-producing organisms. | C26726 | 1930 | Infection
FDA | C54450 | Patient_Problem_Codes_FDA_CDRH | C50720 | 2254 | Reaction, Pyrogenic | Pyrogenic reaction | A physical response to the presence of endotoxins in the bloodstream, which is characterized by fever and occasionally chills and shaking rigors. | A physical response to the presence of endotoxins in the bloodstream, which is characterized by fever and occasionally chills and shaking rigors. | C7941 |  |  | Body Temperature Associated Symptom
FDA | C54450 | Patient_Problem_Codes_FDA_CDRH | C50721 | 2449 | Quadriplegia |  | Paralysis of all four limbs. | Paralysis of all four limbs. | C27588 |  |  | Non-Neoplastic Nervous System Disorder
FDA | C54450 | Patient_Problem_Codes_FDA_CDRH | C50722 | 1755 | Radiation burn | Burn, Radiation | A burn caused by exposure to x-ray, radium, sunlight, atomic or any other type of radiant energy. | A burn caused by exposure to x-ray, radium, sunlight, atomic or any other type of radiant energy. | C34441 | 1757 | Burn(s)
FDA | C54450 | Patient_Problem_Codes_FDA_CDRH | C50723 | 2256 | Radiation Sickness Syndrome | Sickness syndrome, radiation¦Syndrome, radiation sickness | Radiation induced skin desquamation | The complex of symptoms characterizing the disease known as radiation injury, resulting from excessive exposure (greater than 200 rads or 2 gray) of the whole body (or large part) to ionizing radiation. The earliest of these symptoms are nausea, fatigue, vomiting, and diarrhea, which may be followed by epilation, hemorrhage, inflammation of the mouth and throat, and general loss of energy. In severe cases, where the radiation exposure has been approximately 1000 Rad (10 gray) or more, death may occur within two to four weeks. Those who survive six weeks after the receipt of a single large dose of radiation to the whole body may generally be expected to recover. (U.S. Nuclear Regulatory Commission). | C53539 |  |  | Radiation-Related Non-Neoplastic Disorder
FDA | C54450 | Patient_Problem_Codes_FDA_CDRH | C50724 | 2034 | Raynauds Phenomenon | Phenomenon, Raynauds | Intermittent bilateral attacks of ischemia of the fingers or toes and sometimes of the ears or nose, marked by severe pallor, and often accompanied by paresthesia and pain. | A set of symptoms characteristic of peripheral vascular disease, namely caused by an inappropriate response of the peripheral arteries in reaction to environmental stimuli, usually to the cold. The term is used when an underlying disease (mostly connective tissue/autoimmune disorders such as lupus, scleroderma, rheumatoid arthritis, etc.) is primarily causative and a range of symptoms including the peripheral vascular spasm is secondary. The term does not refer to the primary Raynauds or Raynauds disease. | C35136 |  |  | Peripheral Vascular Disorder
FDA | C54450 | Patient_Problem_Codes_FDA_CDRH | C50725 | 2038 | Red Eye(s) | Eye(s), red | Lay term applied to any condition with dilation of conjunctival or ciliary blood vessels; innumerable causes, especially irritation and infection. | Lay term applied to any condition with dilation of conjunctival or ciliary blood vessels; innumerable causes, especially irritation and infection. | C36283 |  |  | Eye and Ear Finding
FDA | C54450 | Patient_Problem_Codes_FDA_CDRH | C50726 | 2259 | Regurgitation |  | Flow in the opposite direction from normal, as the casting up of undigested food or gas from the stomach, or the backward flowing of blood into the heart, or between the chambers of the heart when a valve is incompetent. | Flow in the opposite direction from normal, as the casting up of undigested food or gas from the stomach, or the backward flowing of blood into the heart, or between the chambers of the heart when a valve is incompetent. | C36295
FDA | C54450 | Patient_Problem_Codes_FDA_CDRH | C50727 | 1985 | Reocclusion |  |  |  | C35552 |  |  | Cardiovascular System Finding
FDA | C54450 | Patient_Problem_Codes_FDA_CDRH | C50728 | 2482 | Respiratory Acidosis | Acidosis, Respiratory | A state due to excess retention of carbon dioxide in the body. | Acidosis resulted from any pathologic condition interfering with normal ventilation, e.g. in case of chronic obstructive pulmonary disease. | C45233 |  |  | Respiratory System Finding
FDA | C54450 | Patient_Problem_Codes_FDA_CDRH | C50729 | 2483 | Respiratory Alkalosis |  | A pathologic condition resulting from accumulation of base, or from loss of acid without comparable loss of base in the body fluids, and characterized by decrease in hydrogen ion concentration. | Condition characterized by excessive loss of carbon dioxide from the body, often as a result of hyperventilation due to psychogenic or physical factors. | C45233 |  |  | Respiratory System Finding
FDA | C54450 | Patient_Problem_Codes_FDA_CDRH | C50730 | 1698 | Airflow, Restricted |  |  |  | C45233 |  |  | Respiratory System Finding
FDA | C54450 | Patient_Problem_Codes_FDA_CDRH | C50731 | 2048 | Retina, Damage To | Damage to retina |  |  | C34602 | 1845 | Eye injury
FDA | C54450 | Patient_Problem_Codes_FDA_CDRH | C50732 | 2050 | Retina, Tear(s) In |  |  |  | C50731 | 2048 | Retina, Damage To
FDA | C54450 | Patient_Problem_Codes_FDA_CDRH | C50733 | 2054 | Right Ventricular Dysfunction | Dysfunction, right ventricular |  |  | C35552 |  |  | Cardiovascular System Finding
FDA | C54450 | Patient_Problem_Codes_FDA_CDRH | C50734 | 2056 | Right Ventricular Hypertrophy | Hypertrophy, right ventricular¦Ventricular hypertrophy, right | Enlargement or overgrowth of the myocardium of the right ventricle, due chronic pressure overload. | Enlargement or overgrowth of the myocardium of the right ventricle, due chronic pressure overload. | C35552 |  |  | Cardiovascular System Finding
FDA | C54450 | Patient_Problem_Codes_FDA_CDRH | C50735 | 1551 | Rupture Due To Stress From Capsular Contracture | Capsular contracture, rupture due to stress from¦Stress from capsular contracture, rupture due to |  |  | C52681 |  |  | Adverse Event by Cause
FDA | C54450 | Patient_Problem_Codes_FDA_CDRH | C50736 | 1901 | Hyaloid Face, Rupture Of | Face, rupture of hyaloid¦Rupture of hyaloid face |  |  | C34602 | 1845 | Eye injury
FDA | C54450 | Patient_Problem_Codes_FDA_CDRH | C50737 | 2060 | Scar Tissue | Cicatrix¦Tissue, scar | Formation of new tissue formed in the healing of a wound. | Formation of new tissue formed in the healing of a wound. | C27549 |  |  | Reactive Cutaneous Fibrous Lesion
FDA | C54450 | Patient_Problem_Codes_FDA_CDRH | C50738 | 2066 | Sensitization |  | Administration of antigen to induce a primary immune response; exposure to allergen that results in the development of hypersensitivity. | Administration of antigen to induce a primary immune response; exposure to allergen that results in the development of hypersensitivity. | C17941 |  |  | Exposure
FDA | C54450 | Patient_Problem_Codes_FDA_CDRH | C50739 | 2069 | Seroma |  | A tumor-like collection of serum in the tissues. | A tumor-like collection of serum in the tissues. | C35867 |  |  | Morphologic Finding
FDA | C54450 | Patient_Problem_Codes_FDA_CDRH | C50740 | 2070 | Severed Digit(s), (finger or toe) | Digits (finger or toe), severed¦Finger or toe, severed¦Toe or finger, severed |  |  | C35512 |  |  | Limb Injury
FDA | C54450 | Patient_Problem_Codes_FDA_CDRH | C50741 | 2277 | Sinus, Perforation Of | Perforation of sinus |  |  | C4080 | 2001 | Perforation
FDA | C54450 | Patient_Problem_Codes_FDA_CDRH | C50742 | 2443 | Skin Inflammation | Inflammation of skin |  |  | C28428 |  |  | Retired Concept
FDA | C54450 | Patient_Problem_Codes_FDA_CDRH | C50743 | 2076 | Skin Irritation | Irritation of skin |  |  | C5036 |  |  | Integumentary System Signs and Symptoms
FDA | C54450 | Patient_Problem_Codes_FDA_CDRH | C50744 | 2516 | Skin Tears |  |  |  | C5036 |  |  | Integumentary System Signs and Symptoms
FDA | C54450 | Patient_Problem_Codes_FDA_CDRH | C50745 | 2077 | Fracture, Skull | Skull fracturel |  |  | C3046 | 1870 | Fracture(s)
FDA | C54450 | Patient_Problem_Codes_FDA_CDRH | C50746 | 2251 | Sneezing |  |  | A symptom consisting of the involuntary expulsion of air from the nose. | C4876 |  |  | Symptom
FDA | C54450 | Patient_Problem_Codes_FDA_CDRH | C50747 | 2396 | Sore Throat | Throat, sore |  | Any kind of inflammatory process of the tonsils, pharynx, or/and larynx characterized by pain in swallowing. | C27660 |  |  | Non-Neoplastic Neck Disorder
FDA | C54450 | Patient_Problem_Codes_FDA_CDRH | C50748 | 2079 | Soreness |  |  |  | C4876 |  |  | Symptom
FDA | C54450 | Patient_Problem_Codes_FDA_CDRH | C50749 | 2390 | Arachnoiditis, Spinal |  | A chronic adhesive arachnoiditis in the spinal arachnoid, with root and spinal cord symptoms similar to those caused by pressure from a tumor. | A chronic adhesive arachnoiditis in the spinal arachnoid, with root and spinal cord symptoms similar to those caused by pressure from a tumor. | C37913 |  |  | Arachnoiditis
FDA | C54450 | Patient_Problem_Codes_FDA_CDRH | C50750 | 2432 | Spinal Cord Injury | Injury, spinal cord |  |  | C4974 |  |  | Nervous System Injury
FDA | C54450 | Patient_Problem_Codes_FDA_CDRH | C50751 | 2081 | Spinal Injury | Injury, spinal |  |  | C3671 | 2348 | Injury
FDA | C54450 | Patient_Problem_Codes_FDA_CDRH | C50752 | 1593 | Stacking Breaths | Breaths, stacking | Condition where there are a greater number of inhalations relative to the number of exhalations. | Condition where there are a greater number of inhalations relative to the number of exhalations. | C3676 |  |  | Alteration in Respiration
FDA | C54450 | Patient_Problem_Codes_FDA_CDRH | C50753 | 2178 | Staining |  |  | Discoloration of patient tissue(s) produced by absorption of, or contact with, foreign matter, such as with medical dyes. | C36290 | 2570 | Chemical Exposure
FDA | C54450 | Patient_Problem_Codes_FDA_CDRH | C50754 | 2263 | Stenosis | Stricture | Narrowing or stricture of a duct or canal. | Narrowing or stricture of a duct or canal. | C36295
FDA | C54450 | Patient_Problem_Codes_FDA_CDRH | C50755 | 2509 | Stent Distortion | Distortion, stent |  |  | C2959 |  |  | Complication
FDA | C54450 | Patient_Problem_Codes_FDA_CDRH | C50756 | 2084 | Strangulation |  | Chocking or arrest of respiration due to occlusion of the air passageway; arrest of circulation in a part due to compression. | Chocking or arrest of respiration due to occlusion of the air passageway; arrest of circulation in a part due to compression. | C3671 | 2348 | Injury
FDA | C54450 | Patient_Problem_Codes_FDA_CDRH | C50757 | 1893 | Hemorrhage, Subarachnoid | Subarachnoid hemorrhage | Intracranial hemorrhage into the subarachnoid space. | Intracranial hemorrhage into the subarachnoid space. | C26791 | 1888 | Hemorrhage
FDA | C54450 | Patient_Problem_Codes_FDA_CDRH | C50758 | 2247 | Infection, Subclinical | Subclinical infection | Infection associated with no detectable symptoms but caused by microorganisms capable of producing easily recognizable diseases, such a poliomyelitis or mumps. | Infection associated with no detectable symptoms but caused by microorganisms capable of producing easily recognizable diseases, such a poliomyelitis or mumps. | C26726 | 1930 | Infection
FDA | C54450 | Patient_Problem_Codes_FDA_CDRH | C50759 | 1894 | Hemorrhage, Subdural | Subdural hemorrhage | Cerebral hemorrhage into the subdural space. See also Stroke Syndrome. | Cerebral hemorrhage into the subdural space. See also Stroke Syndrome. | C26791 | 1888 | Hemorrhage
FDA | C54450 | Patient_Problem_Codes_FDA_CDRH | C50760 | 2087 | Subepithelial Infiltration | Infiltration, subepithelial |  |  | C35867 |  |  | Morphologic Finding
FDA | C54450 | Patient_Problem_Codes_FDA_CDRH | C50761 | 2603 | Hemorrhage, Subgaleal | Hemorrhage, subgaleal |  |  | C26791 | 1888 | Hemorrhage
FDA | C54450 | Patient_Problem_Codes_FDA_CDRH | C50762 | 2088 | Suffocation |  | The stopping of respiration or the asphyxia that results from it. | The stopping of respiration or the asphyxia that results from it. | C36295
FDA | C54450 | Patient_Problem_Codes_FDA_CDRH | C50763 | 2089 | Sunset Syndrome | Syndrome, sunset | Decentration, or malposition of intraocular lens; zonular dehiscence or lens malposition caused by zonular or parsplana fixation. | Decentration, or malposition of intraocular lens; zonular dehiscence or lens malposition caused by zonular or parsplana fixation. | C27604 |  |  | Non-Neoplastic Eye Disorder
FDA | C54450 | Patient_Problem_Codes_FDA_CDRH | C50764 | 2092 | Swollen Glands | Glands, swollen |  |  | C36295
FDA | C54450 | Patient_Problem_Codes_FDA_CDRH | C50765 | 2093 | Swollen Lymph Nodes | Lymph nodes, swollen¦Nodes, swollen lymph |  |  | C36289 |  |  | Hematopoietic System Finding
FDA | C54450 | Patient_Problem_Codes_FDA_CDRH | C50766 | 2094 | Synovitis |  | Inflammation of a synovial membrane. | Inflammation of a synovial membrane. | C36288 |  |  | Connective and Soft Tissue Finding
FDA | C54450 | Patient_Problem_Codes_FDA_CDRH | C50767 | 2486 | Respiratory Rate, Increased | Increased respiratory rate¦Rate of respiration, increased |  | Abnormal increase of rate of breathing. | C3676 |  |  | Alteration in Respiration
FDA | C54450 | Patient_Problem_Codes_FDA_CDRH | C50768 | 2530 | Burn, thermal | Thermal burn¦Burns, Thermal |  |  | C34441 | 1757 | Burn(s)
FDA | C54450 | Patient_Problem_Codes_FDA_CDRH | C50769 | 2617 | Thinning Of Tissue |  |  |  | C35867 |  |  | Morphologic Finding
FDA | C54450 | Patient_Problem_Codes_FDA_CDRH | C50770 | 2102 | Thyroid Problems | Problems, thyroid |  |  | C36285 |  |  | Endocrine System Finding
FDA | C54450 | Patient_Problem_Codes_FDA_CDRH | C50771 | 2171 | Tingling |  | A sensation as of repetitive pin pricks, caused by cold or by striking a nerve, or as a result of various diseases of the central or peripheral nervous system. | A sensation as of repetitive pin pricks, caused by cold or by striking a nerve, or as a result of various diseases of the central or peripheral nervous system. | C34549 |  |  | Disturbance of Skin Sensation
FDA | C54450 | Patient_Problem_Codes_FDA_CDRH | C50772 | 2103 | Tinnitus | Ears, ringing in¦Ringing in ears | A noise in the ears, such as ringing, buzzing, roaring, clicking. | A noise in the ears, such as ringing, buzzing, roaring, clicking. | C5037 |  |  | Alterations in Hearing
FDA | C54450 | Patient_Problem_Codes_FDA_CDRH | C50773 | 2104 | Tissue Damage | Damage, tissue |  |  | C3671 | 2348 | Injury
FDA | C54450 | Patient_Problem_Codes_FDA_CDRH | C50774 | 1806 | Degeneration |  | Deterioration; change from a higher to a lower form; especially change of tissue to a lower or less functionally active form. | Deterioration; change from a higher to a lower form; especially change of tissue to a lower or less functionally active form. | C35867 |  |  | Morphologic Finding
FDA | C54450 | Patient_Problem_Codes_FDA_CDRH | C50775 | 2105 | Tissue Failure | Failure, tissue |  |  | C36295
FDA | C54450 | Patient_Problem_Codes_FDA_CDRH | C50776 | 2223 | Convulsion, Tonic | Tonic convulsion | Prolonged contraction of the muscles, as the result of an epileptic discharge. | Prolonged contraction of the muscles, as the result of an epileptic discharge. | C3837 |  |  | Neurological Signs and Symptoms
FDA | C54450 | Patient_Problem_Codes_FDA_CDRH | C50777 | 2428 | Fracture, Tooth | Tooth fracture |  | Broken tooth affecting any portion of tooth: root fracture, crown-root, broken tooth (crown fracture), chipped tooth. A crown fracture can involve the pulp. Tooth fracture sequelae range in severity from cosmetic defects to tooth death. Involvement of the pulp is a more important indicator of severity of tooth fracture than is the amount of the tooth affected. | C3671 | 2348 | Injury
FDA | C54450 | Patient_Problem_Codes_FDA_CDRH | C50778 | 2427 | Teeth, Sensitivity Of | Sensitivity Of Tooth |  |  | C60925 |  |  | Oral Cavity Finding
FDA | C54450 | Patient_Problem_Codes_FDA_CDRH | C50779 | 2107 | Torsades-De-Pointes |  | 'Fringe of pointed tips'; An atypical rapid ventricular tachycardia with periodic waxing and waning of amplitude of the QRS complexes on the electrogram as well as rotation of the complexes about the isoelectric line. | 'Fringe of pointed tips'; An atypical rapid ventricular tachycardia with periodic waxing and waning of amplitude of the QRS complexes on the electrogram as well as rotation of the complexes about the isoelectric line. | C50802 | 2132 | Ventricular Tachycardia
FDA | C54450 | Patient_Problem_Codes_FDA_CDRH | C50780 | 2207 | Toxemia |  | The condition resulting from the spread of bacterial products (toxins) by the bloodstream. | The condition resulting from the spread of bacterial products (toxins) by the bloodstream. | C2890 | 1735 | Infection, Bacterial
FDA | C54450 | Patient_Problem_Codes_FDA_CDRH | C50781 | 2109 | Transient Ischemic Attack | Attack, transient ischemic¦Ischemic attack, transient | A brief attack (from a few minutes to an hour) of cerebral dysfunction of vascular origin, with no persistent neurological deficit. | A brief attack (from a few minutes to an hour) of cerebral dysfunction of vascular origin, with no persistent neurological deficit. | C2938 |  |  | Cerebrovascular Disorder
FDA | C54450 | Patient_Problem_Codes_FDA_CDRH | C50782 | 2268 | Shock, Traumatic | Traumatic shock | Any shock produced by trauma. | Any shock produced by trauma. | C35016 | 2072 | Shock
FDA | C54450 | Patient_Problem_Codes_FDA_CDRH | C50783 | 2113 | Tricuspid Stenosis | Stenosis, tricuspid | Narrowing or stricture of the tricuspid orifice of the heart. | Narrowing or stricture of the tricuspid orifice of the heart. | C62433 |  |  | Valvular Stenosis
FDA | C54450 | Patient_Problem_Codes_FDA_CDRH | C50784 | 2114 | Twiddlers Syndrome | Syndrome, twiddler's | Dislodgement, breakdown, or other malfunction of an artificial cardiac pacemaker, chemotherapy port, drip infusion valve, or similar implanted diagnostic or therapeutic device as a result of unconscious or habitual manipulation by the patient. | Dislodgement, breakdown, or other malfunction of an artificial cardiac pacemaker, chemotherapy port, drip infusion valve, or similar implanted diagnostic or therapeutic device as a result of unconscious or habitual manipulation by the patient. | C28193 |  |  | Syndrome
FDA | C54450 | Patient_Problem_Codes_FDA_CDRH | C50785 | 2172 | Twitching |  | The occurrence of a single contraction or a series of contractions of a muscle. | The occurrence of a single contraction or a series of contractions of a muscle. | C3837 |  |  | Neurological Signs and Symptoms
FDA | C54450 | Patient_Problem_Codes_FDA_CDRH | C50786 | 1936 | Intraocular Pressure, Delayed, Uncontrolled | Delayed, uncontrolled intraocular pressure (IOP)¦Uncontrolled/delayed intraocular pressure (IOP)¦Pressure (IOP), delayed uncontrolled intraocular¦Intraocular pressure (IOP), delayed, uncontrolled¦IOP Delayed, Uncontrolled¦IOP (intraocular pressure), delayed, uncontrolled | Changes in the fluid pressure inside the eye. |  | C36283 |  |  | Eye and Ear Finding
FDA | C54450 | Patient_Problem_Codes_FDA_CDRH | C50787 | 1980 | Nerve Stimulation, Undesired | Stimulation of nerve, undesired¦Undesired nerve stimulation |  |  | C3837 |  |  | Neurological Signs and Symptoms
FDA | C54450 | Patient_Problem_Codes_FDA_CDRH | C50788 | 2642 | Postoperative Refraction, Unexpected |  |  |  | C52681 |  |  | Adverse Event by Cause
FDA | C54450 | Patient_Problem_Codes_FDA_CDRH | C50789 | 2099 | Therapeutic Effects, Unexpected | Effects, unexpected therapeutic¦Unexpected therapeutic effects |  |  | C36295
FDA | C54450 | Patient_Problem_Codes_FDA_CDRH | C50790 | 2119 | Urinary Retention | Retention, urinary | Accumulation of urine within the bladder because of the inability to urinate. | Accumulation of urine within the bladder because of the inability to urinate. | C36286 |  |  | Urinary Tract Finding
FDA | C54450 | Patient_Problem_Codes_FDA_CDRH | C50791 | 2120 | Infection, Urinary Tract | Urinary tract infection¦Tract, infection of urinary |  |  | C35719 |  |  | Genitourinary System Infection
FDA | C54450 | Patient_Problem_Codes_FDA_CDRH | C50792 | 1871 | Urgency |  | A sudden compelling urge to urinate. | A sudden compelling urge to urinate. | C5035 |  |  | Genitourinary Signs and Symptoms
FDA | C54450 | Patient_Problem_Codes_FDA_CDRH | C50793 | 2121 | Uterine Perforation | Perforation of uterus |  |  | C4080 | 2001 | Perforation
FDA | C54450 | Patient_Problem_Codes_FDA_CDRH | C50794 | 2115 | UGH (Uveitis-Glaucoma-Hyphema) Syndrome | Syndrome, uveitis-glaucoma-hyphema (UGH)¦Uveitis-glaucoma-hyphema (UGH) syndrome | For complications that occur secondary to intraocular lens implantation in the anterior chamber; caused by rubbing of the lens loop (haptics). | Clinical triad of uveitis, glaucoma, and hyphema (UGH), especially associated with the early anterior chamber intraocular lens (IOL).Glaucoma is believed to be caused by movement of the IOL against the iris causing release of inflammatory and red blood cell debris, which obstruct the trabecular meshwork. The haptic also may cause direct damage to the trabecular meshwork contributing to the glaucoma. Incidence of UGH is dependent on both surgical methodology applied in the cataract population and type of IOL used. UGH is particularly common if metal clip lenses have been used. Components of the condition may be reversed if the offending IOL is removed before permanent damage has occurred. | C27604 |  |  | Non-Neoplastic Eye Disorder
FDA | C54450 | Patient_Problem_Codes_FDA_CDRH | C50795 | 2123 | Vaginal Discharge | Discharge, vaginal |  |  | C36284 |  |  | Reproductive System Finding
FDA | C54450 | Patient_Problem_Codes_FDA_CDRH | C50796 | 1926 | Insufficiency, Valvular | Valvular insufficiency | Dysfunction of one of the cardiac valves, with incomplete valve closure resulting in valvular regurgitation. | Dysfunction of one of the cardiac valves, with incomplete valve closure resulting in valvular regurgitation. | C45525 |  |  | Valvular Heart Disorder
FDA | C54450 | Patient_Problem_Codes_FDA_CDRH | C50797 | 2335 | Regurgitation, Valvular | Valvular regurgitation | Regurgitation of the blood of the heart valves owning to imperfect closing, insufficiency or incompetency of the valves. | Regurgitation of the blood of the heart valves owning to imperfect closing, insufficiency or incompetency of the valves. | C50796 | 1926 | Insufficiency, Valvular
FDA | C54450 | Patient_Problem_Codes_FDA_CDRH | C50798 | 2661 | Vaso-Vagal Response |  |  |  | C3837 |  |  | Neurological Signs and Symptoms
FDA | C54450 | Patient_Problem_Codes_FDA_CDRH | C50799 | 2130 | Ventricular Fibrillation | Fibrillation, ventricular | Arrhythmia characterized by fibrillary contractions of the ventricular muscle due to rapid repetitive excitation of myocardial fibers without coordinated contraction of the ventricle. | Arrhythmia characterized by fibrillary contractions of the ventricular muscle due to rapid repetitive excitation of myocardial fibers without coordinated contraction of the ventricle. | C26924 |  |  | Ventricular Arrhythmia
FDA | C54450 | Patient_Problem_Codes_FDA_CDRH | C50800 | 2131 | Ventricular Flutter | Flutter, ventricular | A ventricular tachyarrhythmia characterized electrocardiographically by smooth undulating waves with QRS complexes merged with T waves, a rate of approximately 250 per minute. | A ventricular tachyarrhythmia characterized electrocardiographically by smooth undulating waves with QRS complexes merged with T waves, a rate of approximately 250 per minute. | C50802 | 2132 | Ventricular Tachycardia
FDA | C54450 | Patient_Problem_Codes_FDA_CDRH | C50801 | 2513 | Ventricular Perforation | Perforation, ventricular |  |  | C45430 |  |  | Heart Injury
FDA | C54450 | Patient_Problem_Codes_FDA_CDRH | C50802 | 2132 | Ventricular Tachycardia |  | An abnormally rapid ventricular rhythm with aberrant ventricular excitation, usually in excess of 150 beats per minute. | A tachycardia arising distal to bundle of His, with a rate greater than 100 beats per minute. | C26924 |  |  | Ventricular Arrhythmia
FDA | C54450 | Patient_Problem_Codes_FDA_CDRH | C50803 | 2133 | Ventriculomeglia |  |  |  | C36280 |  |  | Nervous System Finding
FDA | C54450 | Patient_Problem_Codes_FDA_CDRH | C50804 | 2135 | Vessels, Perforation Of | Perforation of vessel(s) |  |  | C35552 |  |  | Cardiovascular System Finding
FDA | C54450 | Patient_Problem_Codes_FDA_CDRH | C50805 | 2140 | Visual Disturbances | Disturbances, visual |  |  | C5042 |  |  | Visual Manifestations
FDA | C54450 | Patient_Problem_Codes_FDA_CDRH | C50806 | 2227 | Halo |  | Hazy ring around bright lights seen by some patients with refractive error or optical defects, e.g. cataracts, or corneal swelling. | Hazy ring around bright lights seen by some patients with refractive error or optical defects, e.g. cataracts, or corneal swelling. | C27123 | 2137 | Blurred vision
FDA | C54450 | Patient_Problem_Codes_FDA_CDRH | C50807 | 2445 | Vitreous, Detachment Of | Detachment of vitreous |  |  | C27604 |  |  | Non-Neoplastic Eye Disorder
FDA | C54450 | Patient_Problem_Codes_FDA_CDRH | C50808 | 1866 | Vitreous floaters | Floaters, Vitreous | Spots before the eyes; deposits in the vitreous of the eye, usually moving about and probably representing fine aggregates of vitreous protein occurring as a benign degenerative change. | A blurry spot that appears to float around in the eye but does not block vision. The blur is the result of debris from the vitreous humour casting a shadow on the retina. | C36283 |  |  | Eye and Ear Finding
FDA | C54450 | Patient_Problem_Codes_FDA_CDRH | C50809 | 2145 | Weakness |  |  |  | C3858 |  |  | Mental and Behavioral Signs and Symptoms
FDA | C54450 | Patient_Problem_Codes_FDA_CDRH | C50810 | 2607 | Weight Fluctuations | Fluctuations of weight |  |  | C9232 |  |  | Weight Change
FDA | C54450 | Patient_Problem_Codes_FDA_CDRH | C50811 | 2241 | Wheal(s) | Welt(s) | A smooth, slightly elevated area on the body surface, which is redder or paler than the surrounding skin. It is the typical lesion of urticaria, the dermal evidence of allergy, and in sensitive persons may be provoked by mechanical irritation of the skin. | A smooth, slightly elevated area on the body surface, which is redder or paler than the surrounding skin. It is the typical lesion of urticaria, the dermal evidence of allergy, and in sensitive persons may be provoked by mechanical irritation of the skin. | C5036 |  |  | Integumentary System Signs and Symptoms
FDA | C54450 | Patient_Problem_Codes_FDA_CDRH | C50815 | 2472 | Aortic Valve Replacement | Valve, replacement of aortic¦Replacement of aortic valve |  | Surgery performed with the purpose of replacing a degenerated, calcified, malformed, dysfunctional, etc. aortic valve with bioprosthetic, homograft or autograft valve. | C49803 |  |  | Cardiovascular Surgical Procedure
FDA | C54450 | Patient_Problem_Codes_FDA_CDRH | C50816 | 2473 | Tricuspid Valve Replacement | Replacement of tricuspid valve¦Valve, replacement of tricuspid |  | Surgery performed with the purpose of replacing a degenerated, calcified, malformed, dysfunctional, etc. tricuspid valve with bioprosthetic, homograft or autograft valve. | C49803 |  |  | Cardiovascular Surgical Procedure
FDA | C54450 | Patient_Problem_Codes_FDA_CDRH | C50817 | 2474 | Pulmonary Valve Replacement | Valve, replacement of pulmonary¦Replacement of pulmonary valve |  | Surgery performed with the purpose of replacing a degenerated, calcified, malformed, dysfunctional, etc. pulmonary valve with bioprosthetic, homograft or autograft valve. | C49803 |  |  | Cardiovascular Surgical Procedure
FDA | C54450 | Patient_Problem_Codes_FDA_CDRH | C50818 | 2476 | Heart Valve Repair | Repair, heart valve¦Valve, repair of heart |  | Surgery performed for the purpose of repairing a degenerated, calcified, malformed, dysfunctional, etc. heart valve. | C49803 |  |  | Cardiovascular Surgical Procedure
FDA | C54450 | Patient_Problem_Codes_FDA_CDRH | C50819 | 2402 | Extubate |  |  | The removal of a previously inserted tube from a hollow organ or passageway, often from the airway. | C49236 |  |  | Therapeutic Procedure
FDA | C54450 | Patient_Problem_Codes_FDA_CDRH | C50820 | 2403 | Reinfusion |  |  | The infusion of autogenic body fluid that has previously been withdrawn from the patient. | C15388 |  |  | Infusion Procedure
FDA | C54450 | Patient_Problem_Codes_FDA_CDRH | C50821 | 2365 | Foreign Body, Removal Of | Removal of foreign body |  |  | C49236 |  |  | Therapeutic Procedure
FDA | C54450 | Patient_Problem_Codes_FDA_CDRH | C50822 | 2400 | Resuscitation |  |  | The measures applied for the restoration a person to life and/or consciousness. The act of resuscitation includes such components as artificial respiration and cardiac massage. | C49236 |  |  | Therapeutic Procedure
FDA | C54450 | Patient_Problem_Codes_FDA_CDRH | C50823 | 2177 | Surgery, Prolonged | Prolonged surgery |  |  | C15329 | 2357 | Surgical Procedure
FDA | C54450 | Patient_Problem_Codes_FDA_CDRH | C50824 | 2372 | Apicectomy |  |  | The surgery involving excision of the apex of the petrous portion of the temporal bone. | C51917 |  |  | Excision of Bone
FDA | C54450 | Patient_Problem_Codes_FDA_CDRH | C50825 | 2376 | Mitral Valve Replacement | Valve replacement, mitral¦Replacement, mitral valve |  | Surgery performed with the purpose of replacing a degenerated, calcified, malformed, dysfunctional, etc. mitral valve with bioprosthetic, homograft or autograft valve. | C49803 |  |  | Cardiovascular Surgical Procedure
FDA | C54450 | Patient_Problem_Codes_FDA_CDRH | C50826 | 2337 | Transfusion Of Blood Products | Blood products, transfusion of |  |  | C28428 |  |  | Retired Concept
FDA | C54450 | Patient_Problem_Codes_FDA_CDRH | C50827 | 2358 | Scar Excision | Excision, scar |  |  | C15232 |  |  | Excision
FDA | C54450 | Patient_Problem_Codes_FDA_CDRH | C50828 | 2392 | Reintubate |  |  |  | C37981 | 2559 | Intubation
FDA | C54450 | Patient_Problem_Codes_FDA_CDRH | C50829 | 2150 | Epithelial Marsupialization | Marsupialization, epithelial |  |  | C49165 |  |  | Surgical Procedure by Method
FDA | C54450 | Patient_Problem_Codes_FDA_CDRH | C50830 | 2042 | Surgical Procedure, Repeated | Procedure repeated, surgical¦Surgical procedure, repeated |  |  | C15329 | 2357 | Surgical Procedure
FDA | C54450 | Patient_Problem_Codes_FDA_CDRH | C50831 | 2564 | Surgical Procedure, Additional | Procedure, additional surgical |  |  | C15329 | 2357 | Surgical Procedure
FDA | C54450 | Patient_Problem_Codes_FDA_CDRH | C50832 | 1749 | Transfusion with incompatible blood | Blood, transfusion with incompatible¦Incompatible blood, transfusion with |  |  | C15192 | 2337 | Transfusion Of Blood Products
FDA | C54450 | Patient_Problem_Codes_FDA_CDRH | C50833 | 2566 | Surgical Procedure, Unnecessary | Procedure, unnecessary surgical |  |  | C15329 | 2357 | Surgical Procedure
FDA | C54450 | Patient_Problem_Codes_FDA_CDRH | C50834 | 2626 | Closed Capsulotomy |  |  |  | C49236 |  |  | Therapeutic Procedure
FDA | C54450 | Patient_Problem_Codes_FDA_CDRH | C50835 | 2640 | Surgical Incision, Enlargement Of |  |  |  | C15329 | 2357 | Surgical Procedure
FDA | C54450 | Patient_Problem_Codes_FDA_CDRH | C50836 | 2641 | Lens, Replacement Of |  |  |  | C15331 |  |  | Ophthalmologic Surgical Procedure
FDA | C54450 | Patient_Problem_Codes_FDA_CDRH | C50837 | 2643 | Vitrectomy |  |  |  | C15331 |  |  | Ophthalmologic Surgical Procedure
FDA | C54450 | Patient_Problem_Codes_FDA_CDRH | C50839 | 2406 | Identified Diagnosis | Diagnosis, identified |  | The identification of a disease by its signs, symptoms and results of various diagnostic procedures. The final conclusion reached through this process is called an established diagnosis. | C15220 |  |  | Diagnosis
FDA | C54450 | Patient_Problem_Codes_FDA_CDRH | C50841 | 2398 | Esophagus, Laceration(s) Of | Laceration(s) of esophagus |  | A torn, ragged, mangled wound, or an accidental cut of esophagus. | C35328 |  |  | Injury to Esophagus
FDA | C54450 | Patient_Problem_Codes_FDA_CDRH | C50842 | 2111 | Tricuspid Insufficiency | Insufficiency, tricuspid | Incomplete closure of the tricuspid valve, resulting in tricuspid regurgitation; it is usually secondary to systolic overload in the right ventricle. | Incomplete closure of the tricuspid valve, resulting in tricuspid regurgitation; it is usually secondary to systolic overload in the right ventricle. | C50796 | 1926 | Insufficiency, Valvular
FDA | C54450 | Patient_Problem_Codes_FDA_CDRH | C50843 | 2112 | Tricuspid Regurgitation | Regurgitation, tricuspid | The backflow of blood from the right ventricle into the right atrium, owning to imperfect functioning/insufficiency of the tricuspid valve. | The backflow of blood from the right ventricle into the right atrium, owning to imperfect functioning/insufficiency of the tricuspid valve. | C50842 | 2111 | Tricuspid Insufficiency
FDA | C54450 | Patient_Problem_Codes_FDA_CDRH | C50844 | 2097 | Tentorial Tears | Tears, tentorial | Pertaining to tears involving the tentorium of the cerebellum. | Pertaining to tears involving the tentorium of the cerebellum. | C50440 | 2219 | Brain Injury
FDA | C54450 | Patient_Problem_Codes_FDA_CDRH | C50845 | 2075 | Skin Erosion | Erosion, skin | A gradual breakdown or very shallow ulceration of the skin which involves only the epidermis and heals without scarring. | A gradual breakdown or very shallow ulceration of the skin which involves only the epidermis and heals without scarring. | C50443 | 1750 | Erosion
FDA | C54450 | Patient_Problem_Codes_FDA_CDRH | C50846 | 2055 | Right Ventricular Failure | Failure, right ventricular¦Ventricular failure, right | Failure of proper functioning of the right ventricle, with venous engorgement, hepatic enlargement, and subcutaneous edema. | Failure of proper functioning of the right ventricle, with venous engorgement, hepatic enlargement, and subcutaneous edema. | C50733 | 2054 | Right Ventricular Dysfunction
FDA | C54450 | Patient_Problem_Codes_FDA_CDRH | C50847 | 2064 | Seizures, Focal Motor | Focal motor seizures | A simple partial seizure consisting of clonus or spasm of a muscle or muscle group; it may be single or in a continuous and repetitive series or may spread to adjacent muscles. | A simple partial seizure consisting of clonus or spasm of a muscle or muscle group; it may be single or in a continuous and repetitive series or may spread to adjacent muscles. | C50689 | 2260 | Seizures, Focal
FDA | C54450 | Patient_Problem_Codes_FDA_CDRH | C50848 | 2023 | Pulmonary Regurgitation | Regurgitation, pulmonary | The backflow of blood from the pulmonary artery into the right ventricle, owing to insufficiency of the pulmonic semilunar valve. | The backflow of blood from the pulmonary artery into the right ventricle, owing to insufficiency of the pulmonic semilunar valve. | C62436 |  |  | Pulmonary Valvular Insufficiency
FDA | C54450 | Patient_Problem_Codes_FDA_CDRH | C50849 | 1986 | Optical Nerve Damage | Damage to optical nerve(s)¦Nerve damage, optical |  |  | C50669 | 1979 | Nerve Damage
FDA | C54450 | Patient_Problem_Codes_FDA_CDRH | C50850 | 1990 | Oversedated |  |  |  | C50874 |  |  | Overmedicated
FDA | C54450 | Patient_Problem_Codes_FDA_CDRH | C50852 | 1964 | Mitral Regurgitation | Regurgitation, mitral | The backward flow of blood from the left ventricle into the left atrium, owing to insufficiency of the mitral valve; it may be acute or chronic, usually due to mitral valve prolapse, rheumatic heart disease or a complication of cardiac dilatation. | The backward flow of blood from the left ventricle into the left atrium, owing to insufficiency of the mitral valve; it may be acute or chronic, usually due to mitral valve prolapse, rheumatic heart disease or a complication of cardiac dilatation. | C50888 | 1963 | Mitral Insufficiency
FDA | C54450 | Patient_Problem_Codes_FDA_CDRH | C50853 | 1953 | Liver Contusion | Contusion, liver | Bruising of the liver. | Bruising of the liver. | C50441 | 1787 | Contusion
FDA | C54450 | Patient_Problem_Codes_FDA_CDRH | C50854 | 1955 | Liver Laceration(s) | Laceration(s), liver |  |  | C35241 |  |  | Injury to Liver
FDA | C54450 | Patient_Problem_Codes_FDA_CDRH | C50856 | 1841 | Exsanguination |  | Extensive loss of blood due to internal or external hemorrhage. | Extensive loss of blood due to internal or external hemorrhage. | C50470 | 2597 | Blood loss
FDA | C54450 | Patient_Problem_Codes_FDA_CDRH | C50857 | 1847 | Fainting |  | Extremely weak; threatened with syncope. | Extremely weak; threatened with syncope. | C50635 | 2418 | Loss of consciousness
FDA | C54450 | Patient_Problem_Codes_FDA_CDRH | C50859 | 1824 | Edema, Stromal | Stromal edema | Fluid from the aqueous humor enters the corneal stroma and causes swelling. | Fluid from the aqueous humor enters the corneal stroma and causes swelling. | C50508 | 1791 | Corneal Edema
FDA | C54450 | Patient_Problem_Codes_FDA_CDRH | C50861 | 1716 | Aortic Regurgitation |  | The backward flow of blood from the aorta into the left ventricle, owing to insufficiency of the aortic semilunar valve; it may be chronic or acute. | The backward flow of blood from the aorta into the left ventricle, owing to insufficiency of the aortic semilunar valve; it may be chronic or acute. | C51223 | 1715 | Aortic insufficiency
FDA | C54450 | Patient_Problem_Codes_FDA_CDRH | C50862 | 1510 | Radiation Overdose | Overdose of radiation |  |  | C50873 | 1988 | Overdose
FDA | C54450 | Patient_Problem_Codes_FDA_CDRH | C50863 | 1154 | Wound Dehiscence | Dehiscence wound | Separation of the layers of a surgical wound; it may be partial and superficial only, or complete with disruption of all layers. | Separation of the layers of a surgical wound; it may be partial and superficial only, or complete with disruption of all layers. | C50527 | 2502 | Dehiscence
FDA | C54450 | Patient_Problem_Codes_FDA_CDRH | C50864 | 2492 | Leaflet Disruption Due To Calcification | Calicification, leaflet disruption due to |  |  | C50628 | 1353 | Leaflet Disruption
FDA | C54450 | Patient_Problem_Codes_FDA_CDRH | C50866 | 2495 | Leaflet Disruption Due To Infection | Infection, leaflet disruption due to |  |  | C50628 | 1353 | Leaflet Disruption
FDA | C54450 | Patient_Problem_Codes_FDA_CDRH | C50868 | 2497 | Suture Abrasion |  |  |  | C50449 | 1689 | Abrasion
FDA | C54450 | Patient_Problem_Codes_FDA_CDRH | C50870 | 2545 | Autotransfusion |  | Reinfusion of blood or blood products derived from the patient's own circulation. | Reinfusion of blood or blood products derived from the patient's own circulation. | C15192 | 2337 | Transfusion Of Blood Products
FDA | C54450 | Patient_Problem_Codes_FDA_CDRH | C50873 | 1988 | Overdose |  |  |  | C36291
FDA | C54450 | Patient_Problem_Codes_FDA_CDRH | C50888 | 1963 | Mitral Insufficiency | Insufficiency, mitral |  | Dysfunction of the mitral valve, with incomplete valve closure resulting in valvular regurgitation. | C50796 | 1926 | Insufficiency, Valvular
FDA | C54450 | Patient_Problem_Codes_FDA_CDRH | C50896 | 1892 | Hemorrhage, Intraventricular | Intraventricular hemorrhage |  |  | C50485 | 1889 | Hemorrhage, cerebral
FDA | C54450 | Patient_Problem_Codes_FDA_CDRH | C50901 | 1823 | Edema, Microcytic | Microcytic edema |  | Corneal edema of inflammatory origin associated with contact lens wear and morphologically characterized by presence of epithelial microcysts. Microcysts are small (typically 10-50 microns in diameter), clear, irregularly shaped high refractive inclusions that form in the basal layers of the epithelium and move towards the anterior surface of the cornea, surrounding epithelial haze. The cause of microcytic edema is related to the physical presence of contact lenses and possibly a mechanical effect of lens wear. | C50508 | 1791 | Corneal Edema
FDA | C54450 | Patient_Problem_Codes_FDA_CDRH | C50906 | 2494 | Leaflet Disruption Due To Host Tissue Overgrowth | Host tissue overgrowth, leaflet disruption due to |  |  | C50586 | 1297 | Host-Tissue Reaction
FDA | C54450 | Patient_Problem_Codes_FDA_CDRH | C50907 | 2496 | Leaflet Disruption, Cause Unknown | Unknown cause of leaflet disruption |  |  | C50628 | 1353 | Leaflet Disruption
FDA | C54450 | Patient_Problem_Codes_FDA_CDRH | C50908 | 2500 | Leaflet Disruption Due To Suture Abrasion | Suture abrasion, leaflet disruption due to |  |  | C50628 | 1353 | Leaflet Disruption
FDA | C54450 | Patient_Problem_Codes_FDA_CDRH | C50909 | 2671 | Limited Mobility Of The Implanted Joint |  |  |  | C50603 | 1924 | Implant, Failure Of
FDA | C54450 | Patient_Problem_Codes_FDA_CDRH | C50910 | 2651 | Osteopenia | Bone Loss |  | Decreased calcification or density of bone tissue. | C27572 |  |  | Non-Neoplastic Bone Disorder
FDA | C54450 | Patient_Problem_Codes_FDA_CDRH | C50911 | 2510 | Sudden Cardiac Death | Cardiac death, sudden¦Death, sudden cardiac |  | An unexpected natural death from a cardiac cause within a short time period, generally less than 1 hour from the onset of symptoms, in a person without any prior condition that would appear fatal. SCD is most likely to occur in a patient with an underlying cardiac abnormality, whether known or not; approximately 70% of SCDs are caused by coronary heart disease. A loss of heart function is often attributed to a cardiac arrhythmia, but classifications based on clinical circumstances cannot be considered definitive. | C28554 |  | Death
FDA | C54450 | Patient_Problem_Codes_FDA_CDRH | C50912 | 2645 | No Patient Involvement |  |  |  | C27993 |  |  | General Qualifier
FDA | C54450 | Patient_Problem_Codes_FDA_CDRH | C50914 | 2646 | Inadequate Osteointegration |  |  |  | C36288 |  |  | Connective and Soft Tissue Finding
FDA | C54450 | Patient_Problem_Codes_FDA_CDRH | C50915 | 2647 | Nerve Proximity NOS (Not Otherwise Specified) |  |  |  | C20189 |  |  | Property or Attribute
FDA | C54450 | Patient_Problem_Codes_FDA_CDRH | C50916 | 2273 | Teratogenic Effects | Effects, teratogenic |  |  | C16956 |  |  | Pathologic Process
FDA | C54450 | Patient_Problem_Codes_FDA_CDRH | C50917 | 2465 | Labor, Premature | Premature labor | Ouster of a viable infant before the normal end of gestation, commonly defined as interruption of pregnancy between the twentieth-thirty seventh completed weeks after the onset of the last menstrual cycle. | Ouster of a viable infant before the normal end of gestation, commonly defined as interruption of pregnancy between the twentieth-thirty seventh completed weeks after the onset of the last menstrual cycle. | C21173 |  |  | Reproductive Process
FDA | C54450 | Patient_Problem_Codes_FDA_CDRH | C50918 | 2236 | Endotoxin |  |  | The lipopolysaccharide complexes that are part of the outer membrane of the cell wall of Gram-negative bacteria such as E. coli, Salmonella, Shigella, Pseudomonas, Neisseria, Haemophilus, and other leading pathogens. Upon bacterial infections, the lipid component (Lipid A) of endotoxin contributes to its toxicity, while the polysaccharide components contribute to immunogenicity. | C296 |  |  | Bacterial Toxin
FDA | C54450 | Patient_Problem_Codes_FDA_CDRH | C50919 | 2173 | Corneal Implant | Implant, corneal |  |  | C41075 |  |  | Implant
FDA | C54450 | Patient_Problem_Codes_FDA_CDRH | C50920 | 2110 | Transplant Of Organ/Tissue | Organ/tissue transplant¦Tissue/organ transplant |  |  | C20181 |  |  | Conceptual Entity
FDA | C54450 | Patient_Problem_Codes_FDA_CDRH | C50921 | 2058 | Staphylococcus Aureus | S. aureus |  | A common bacterial species found especially on nasal mucous membrane and skin (hair follicles); bacterial species that produces exotoxins including those that cause toxic shock syndrome, with resulting skin rash, and renal, hepatic, and central nervous system disease, and an enterotoxin associated with food poisoning; it causes furunculosis, cellulitis, pyemia, pneumonia, osteomyelitis, endocarditis, suppuration of wounds, other infections; also a cause of infection in burn patients; humans are the chief reservoir. | C62585 |  |  | Coagulase-Positive Staphylococcus
FDA | C54450 | Patient_Problem_Codes_FDA_CDRH | C50922 | 2499 | Infective Agents | Agents, infective |  |  | C14376 |  |  | Other Organism Groupings
FDA | C54450 | Patient_Problem_Codes_FDA_CDRH | C50923 | 1805 | Decreased Apgar |  |  |  | C50416 | 1718 | Apgar Score, Decreased Or Low
FDA | C54450 | Patient_Problem_Codes_FDA_CDRH | C51220 | 1707 | Anesthesia, insufficient, light or patchy | Insufficient, light or patchy anesthesia¦Light, patchy or insufficient anesthesia¦Patchy, light or insufficient anesthesia |  |  | C36295
FDA | C54450 | Patient_Problem_Codes_FDA_CDRH | C51221 | 1710 | Angina |  |  | A heart condition marked by paroxysms of chest pain due to reduced oxygen to the heart. | C37254 |  |  | Cardiovascular System Signs and Symptoms
FDA | C54450 | Patient_Problem_Codes_FDA_CDRH | C51222 | 1713 | Antibiotics, reaction to |  |  |  | C25637 | 2414 | Reaction
FDA | C54450 | Patient_Problem_Codes_FDA_CDRH | C51223 | 1715 | Aortic insufficiency |  |  | Dysfunction of the aortic valve, with incomplete valve closure resulting in valvular regurgitation. | C50796 | 1926 | Insufficiency, Valvular
FDA | C54450 | Patient_Problem_Codes_FDA_CDRH | C51224 | 1730 | Atrial Flutter |  |  |  | C35061 |  |  | Supraventricular Tachycardia
FDA | C54450 | Patient_Problem_Codes_FDA_CDRH | C51225 | 1736 | Biliary Cirrhosis | Cirrhosis, biliary |  |  | C2951 |  |  | Cirrhosis
FDA | C54450 | Patient_Problem_Codes_FDA_CDRH | C51226 | 2025 | Punctured blood vessels | Blood vessels, punctured¦Vessels, punctured blood |  |  | C50804 | 2135 | Vessels, Perforation Of
FDA | C54450 | Patient_Problem_Codes_FDA_CDRH | C51370 | 1857 | Fetal scalp laceration(s) | Laceration(s), fetal scalp¦Scalp laceration(s), fetal |  |  | C50446 | 1946 | Laceration(s)
FDA | C54450 | Patient_Problem_Codes_FDA_CDRH | C51447 | 2022 | Pulmonary Insufficiency | Insufficiency, pulmonary |  |  | C27557 |  |  | Non-Neoplastic Lung Disorder
FDA | C54450 | Patient_Problem_Codes_FDA_CDRH | C52352 | 2152 | Great Vessel Perforation | Perforation, great vessel |  |  | C50804 | 2135 | Vessels, Perforation Of
FDA | C54450 | Patient_Problem_Codes_FDA_CDRH | C52354 | 2166 | Radiation Underdose | Underdose, radiation |  |  | C50428 | 2542 | Underdose
FDA | C54450 | Patient_Problem_Codes_FDA_CDRH | C54027 |  | Medical Problem | Patient Problem Code¦Patient Problem |  |  | C36295
FDA | C54450 | Patient_Problem_Codes_FDA_CDRH | C54685 | 1695 | Adhesion(s) |  |  |  | C36288 |  |  | Connective and Soft Tissue Finding
FDA | C54450 | Patient_Problem_Codes_FDA_CDRH | C61375 |  | Tissue Breakdown |  |  | A process caused by injury or disease or aging and characterized by a partial/complete disruption of tissue. The disruption may be temporary or permanent and may be associated with either (1) impairment or (2) loss of function of the affected organ(s) or system(s). | C50773 | 2104 | Tissue Damage
FDA | C54450 | Patient_Problem_Codes_FDA_CDRH | C61389 | 2424 | Patch test, abnormal results of |  |  |  | C36292 |  | Test Result
FDA | C54450 | Patient_Problem_Codes_FDA_CDRH | C61390 | 1348 | Lead(s), burn(s) from |  |  |  | C34441 | 1757 | Burn(s)
FDA | C54450 | Patient_Problem_Codes_FDA_CDRH | C61392 | 1351 | Lead(s), shock from |  |  |  | C35016 | 2072 | Shock
FDA | C54450 | Patient_Problem_Codes_FDA_CDRH | C61395 | 1507 | R on T phenomenon |  | The occurrence of a premature ventricular complex near the peak of the T wave in electrocardiography; it may lead to ventricular tachycardia or fibrillation. | Ventricular extrasystole with very short coupling interval, coinciding with T wave in electrocardiogram. | C41328 |  |  | Electrocardiographic Finding
FDA | C54450 | Patient_Problem_Codes_FDA_CDRH | C61399 | 2031 | Radiation Underexposure |  |  |  | C61398 |  |  | Radiation Exposure
FDA | C54450 | Patient_Problem_Codes_FDA_CDRH | C61400 | 2313 | Radiation Overexposure |  |  |  | C61398 |  |  | Radiation Exposure
FDA | C54450 | Patient_Problem_Codes_FDA_CDRH | C61401 | 1509 | Radiation Exposure, Unintended |  |  |  | C61398 |  |  | Radiation Exposure
FDA | C54450 | Patient_Problem_Codes_FDA_CDRH | C61409 | 1186 | Dissection |  |  |  | C36295