## FDA Subsets
Source | Subset | Concept Code | Source PT | Source Definition | Source Synonym(s)
FDA | Medical_Device_Component_Or_Accessory_Terminology_CDRH | C49804 | Absorber (CO2)
FDA | Medical_Device_Component_Or_Accessory_Terminology_CDRH | C49806 | Accumulator
FDA | Medical_Device_Component_Or_Accessory_Terminology_CDRH | C49807 | Actuator
FDA | Medical_Device_Component_Or_Accessory_Terminology_CDRH | C49808 | Adapter (Adaptor)
FDA | Medical_Device_Component_Or_Accessory_Terminology_CDRH | C49810 | Air cleaner
FDA | Medical_Device_Component_Or_Accessory_Terminology_CDRH | C50339 | Air Eliminator
FDA | Medical_Device_Component_Or_Accessory_Terminology_CDRH | C49811 | Air pump assembly
FDA | Medical_Device_Component_Or_Accessory_Terminology_CDRH | C49813 | Alarm
FDA | Medical_Device_Component_Or_Accessory_Terminology_CDRH | C49812 | Alarm, assembly
FDA | Medical_Device_Component_Or_Accessory_Terminology_CDRH | C49814 | Alarm, audible
FDA | Medical_Device_Component_Or_Accessory_Terminology_CDRH | C49817 | Alarm, high inspiratory pressure
FDA | Medical_Device_Component_Or_Accessory_Terminology_CDRH | C49815 | Alarm, LED
FDA | Medical_Device_Component_Or_Accessory_Terminology_CDRH | C49819 | Alarm, low inspiratory pressure
FDA | Medical_Device_Component_Or_Accessory_Terminology_CDRH | C49818 | Alarm, oxygen pressure
FDA | Medical_Device_Component_Or_Accessory_Terminology_CDRH | C49820 | Alarm, power
FDA | Medical_Device_Component_Or_Accessory_Terminology_CDRH | C49816 | Alarm, pressure
FDA | Medical_Device_Component_Or_Accessory_Terminology_CDRH | C49821 | Alarm, self
FDA | Medical_Device_Component_Or_Accessory_Terminology_CDRH | C49822 | Alarm, visual
FDA | Medical_Device_Component_Or_Accessory_Terminology_CDRH | C49823 | Alarm, volume
FDA | Medical_Device_Component_Or_Accessory_Terminology_CDRH | C49824 | Alternator
FDA | Medical_Device_Component_Or_Accessory_Terminology_CDRH | C50057 | Altimeter
FDA | Medical_Device_Component_Or_Accessory_Terminology_CDRH | C49825 | Amplifier
FDA | Medical_Device_Component_Or_Accessory_Terminology_CDRH | C49826 | Analyzer
FDA | Medical_Device_Component_Or_Accessory_Terminology_CDRH | C49827 | Annunciator
FDA | Medical_Device_Component_Or_Accessory_Terminology_CDRH | C49828 | Antenna
FDA | Medical_Device_Component_Or_Accessory_Terminology_CDRH | C50341 | Applicator
FDA | Medical_Device_Component_Or_Accessory_Terminology_CDRH | C49829 | Arrester
FDA | Medical_Device_Component_Or_Accessory_Terminology_CDRH | C49830 | Attenuator
FDA | Medical_Device_Component_Or_Accessory_Terminology_CDRH | C50317 | Automatic Injection System
FDA | Medical_Device_Component_Or_Accessory_Terminology_CDRH | C49831 | Backpanel
FDA | Medical_Device_Component_Or_Accessory_Terminology_CDRH | C49832 | Backplane
FDA | Medical_Device_Component_Or_Accessory_Terminology_CDRH | C49958 | Bacterial filter
FDA | Medical_Device_Component_Or_Accessory_Terminology_CDRH | C49833 | Baffle
FDA | Medical_Device_Component_Or_Accessory_Terminology_CDRH | C49834 | Bags
FDA | Medical_Device_Component_Or_Accessory_Terminology_CDRH | C49835 | Ball
FDA | Medical_Device_Component_Or_Accessory_Terminology_CDRH | C49836 | Ballast
FDA | Medical_Device_Component_Or_Accessory_Terminology_CDRH | C49837 | Balloon
FDA | Medical_Device_Component_Or_Accessory_Terminology_CDRH | C49838 | Barrier
FDA | Medical_Device_Component_Or_Accessory_Terminology_CDRH | C49839 | Battery
FDA | Medical_Device_Component_Or_Accessory_Terminology_CDRH | C50346 | Battery Charger
FDA | Medical_Device_Component_Or_Accessory_Terminology_CDRH | C49841 | Beam splitter
FDA | Medical_Device_Component_Or_Accessory_Terminology_CDRH | C49842 | Bearings
FDA | Medical_Device_Component_Or_Accessory_Terminology_CDRH | C51066 | Bed, Assist Bar
FDA | Medical_Device_Component_Or_Accessory_Terminology_CDRH | C49843 | Bell
FDA | Medical_Device_Component_Or_Accessory_Terminology_CDRH | C49844 | Belt
FDA | Medical_Device_Component_Or_Accessory_Terminology_CDRH | C49845 | Blower
FDA | Medical_Device_Component_Or_Accessory_Terminology_CDRH | C49846 | Bobbin
FDA | Medical_Device_Component_Or_Accessory_Terminology_CDRH | C50056 | Bolometer
FDA | Medical_Device_Component_Or_Accessory_Terminology_CDRH | C49847 | Bolt
FDA | Medical_Device_Component_Or_Accessory_Terminology_CDRH | C50289 | Bolus mechanism
FDA | Medical_Device_Component_Or_Accessory_Terminology_CDRH | C49848 | Bottom dead center sensor bracket
FDA | Medical_Device_Component_Or_Accessory_Terminology_CDRH | C49849 | Brake
FDA | Medical_Device_Component_Or_Accessory_Terminology_CDRH | C49850 | Breathing circuit
FDA | Medical_Device_Component_Or_Accessory_Terminology_CDRH | C49851 | Brush
FDA | Medical_Device_Component_Or_Accessory_Terminology_CDRH | C50354 | Bubble Detector
FDA | Medical_Device_Component_Or_Accessory_Terminology_CDRH | C49852 | Bus
FDA | Medical_Device_Component_Or_Accessory_Terminology_CDRH | C49853 | Bushing
FDA | Medical_Device_Component_Or_Accessory_Terminology_CDRH | C49854 | Buzzer
FDA | Medical_Device_Component_Or_Accessory_Terminology_CDRH | C49855 | Cable
FDA | Medical_Device_Component_Or_Accessory_Terminology_CDRH | C49857 | Calibrator
FDA | Medical_Device_Component_Or_Accessory_Terminology_CDRH | C49858 | Camera
FDA | Medical_Device_Component_Or_Accessory_Terminology_CDRH | C50343 | Cannula
FDA | Medical_Device_Component_Or_Accessory_Terminology_CDRH | C50274 | Cannula Guide
FDA | Medical_Device_Component_Or_Accessory_Terminology_CDRH | C49859 | Cannula, inner
FDA | Medical_Device_Component_Or_Accessory_Terminology_CDRH | C49860 | Cannula, outer
FDA | Medical_Device_Component_Or_Accessory_Terminology_CDRH | C49861 | Cap
FDA | Medical_Device_Component_Or_Accessory_Terminology_CDRH | C49862 | Capacitor (ceramic chip)
FDA | Medical_Device_Component_Or_Accessory_Terminology_CDRH | C49863 | Carrier
FDA | Medical_Device_Component_Or_Accessory_Terminology_CDRH | C49864 | Cascade
FDA | Medical_Device_Component_Or_Accessory_Terminology_CDRH | C49865 | Cassette
FDA | Medical_Device_Component_Or_Accessory_Terminology_CDRH | C49866 | Caster
FDA | Medical_Device_Component_Or_Accessory_Terminology_CDRH | C50344 | Catheter
FDA | Medical_Device_Component_Or_Accessory_Terminology_CDRH | C50345 | Cautery
FDA | Medical_Device_Component_Or_Accessory_Terminology_CDRH | C49867 | Cell
FDA | Medical_Device_Component_Or_Accessory_Terminology_CDRH | C49868 | Charger
FDA | Medical_Device_Component_Or_Accessory_Terminology_CDRH | C49869 | Chassis
FDA | Medical_Device_Component_Or_Accessory_Terminology_CDRH | C49870 | Choke
FDA | Medical_Device_Component_Or_Accessory_Terminology_CDRH | C49871 | Circuit board
FDA | Medical_Device_Component_Or_Accessory_Terminology_CDRH | C50347 | Circuit Breaker
FDA | Medical_Device_Component_Or_Accessory_Terminology_CDRH | C49872 | Clamp
FDA | Medical_Device_Component_Or_Accessory_Terminology_CDRH | C49873 | Clip
FDA | Medical_Device_Component_Or_Accessory_Terminology_CDRH | C49874 | Clock
FDA | Medical_Device_Component_Or_Accessory_Terminology_CDRH | C53997 | CO2 monitor
FDA | Medical_Device_Component_Or_Accessory_Terminology_CDRH | C49875 | CO2 monitor subassembly (only use when part of another device)
FDA | Medical_Device_Component_Or_Accessory_Terminology_CDRH | C49876 | Coder
FDA | Medical_Device_Component_Or_Accessory_Terminology_CDRH | C49877 | Coil
FDA | Medical_Device_Component_Or_Accessory_Terminology_CDRH | C49881 | Collimator
FDA | Medical_Device_Component_Or_Accessory_Terminology_CDRH | C49882 | Comparator
FDA | Medical_Device_Component_Or_Accessory_Terminology_CDRH | C50129 | Compressor (air pump)
FDA | Medical_Device_Component_Or_Accessory_Terminology_CDRH | C61402 | Computer Hardware
FDA | Medical_Device_Component_Or_Accessory_Terminology_CDRH | C61403 | Concentrate
FDA | Medical_Device_Component_Or_Accessory_Terminology_CDRH | C49883 | Concentrator
FDA | Medical_Device_Component_Or_Accessory_Terminology_CDRH | C49878 | Conductor coil
FDA | Medical_Device_Component_Or_Accessory_Terminology_CDRH | C49884 | Connecting rod
FDA | Medical_Device_Component_Or_Accessory_Terminology_CDRH | C49885 | Connector
FDA | Medical_Device_Component_Or_Accessory_Terminology_CDRH | C50295 | Connector Pin
FDA | Medical_Device_Component_Or_Accessory_Terminology_CDRH | C50031 | Contact lens
FDA | Medical_Device_Component_Or_Accessory_Terminology_CDRH | C50204 | Control switches
FDA | Medical_Device_Component_Or_Accessory_Terminology_CDRH | C49887 | Controller
FDA | Medical_Device_Component_Or_Accessory_Terminology_CDRH | C49888 | Converter
FDA | Medical_Device_Component_Or_Accessory_Terminology_CDRH | C50319 | Cooling module |  | Cooling System
FDA | Medical_Device_Component_Or_Accessory_Terminology_CDRH | C49890 | Cord
FDA | Medical_Device_Component_Or_Accessory_Terminology_CDRH | C49893 | Core
FDA | Medical_Device_Component_Or_Accessory_Terminology_CDRH | C49894 | Counter
FDA | Medical_Device_Component_Or_Accessory_Terminology_CDRH | C50352 | Counterbalance
FDA | Medical_Device_Component_Or_Accessory_Terminology_CDRH | C49895 | Coupler
FDA | Medical_Device_Component_Or_Accessory_Terminology_CDRH | C49896 | Cover
FDA | Medical_Device_Component_Or_Accessory_Terminology_CDRH | C50332 | CPU (central processing unit of computer system)
FDA | Medical_Device_Component_Or_Accessory_Terminology_CDRH | C49897 | CPU (central processing unit) board
FDA | Medical_Device_Component_Or_Accessory_Terminology_CDRH | C49898 | Crank arm assembly
FDA | Medical_Device_Component_Or_Accessory_Terminology_CDRH | C50238 | CRT (cathode ray tube)
FDA | Medical_Device_Component_Or_Accessory_Terminology_CDRH | C49899 | Crystal
FDA | Medical_Device_Component_Or_Accessory_Terminology_CDRH | C49900 | Cuff
FDA | Medical_Device_Component_Or_Accessory_Terminology_CDRH | C50165 | Cup seal
FDA | Medical_Device_Component_Or_Accessory_Terminology_CDRH | C49901 | Cups
FDA | Medical_Device_Component_Or_Accessory_Terminology_CDRH | C49902 | Current limiter
FDA | Medical_Device_Component_Or_Accessory_Terminology_CDRH | C49903 | Current source
FDA | Medical_Device_Component_Or_Accessory_Terminology_CDRH | C49904 | Cusp
FDA | Medical_Device_Component_Or_Accessory_Terminology_CDRH | C49905 | Cutter
FDA | Medical_Device_Component_Or_Accessory_Terminology_CDRH | C50342 | Cutter-Torque Cable
FDA | Medical_Device_Component_Or_Accessory_Terminology_CDRH | C49906 | Cylinder
FDA | Medical_Device_Component_Or_Accessory_Terminology_CDRH | C50259 | Cylinder valve
FDA | Medical_Device_Component_Or_Accessory_Terminology_CDRH | C49907 | Damper
FDA | Medical_Device_Component_Or_Accessory_Terminology_CDRH | C50241 | Data acquisition unit
FDA | Medical_Device_Component_Or_Accessory_Terminology_CDRH | C49908 | Decoder
FDA | Medical_Device_Component_Or_Accessory_Terminology_CDRH | C49909 | Defibrillator paddles
FDA | Medical_Device_Component_Or_Accessory_Terminology_CDRH | C49910 | Defibrillator subassembly (only use when part of another device)
FDA | Medical_Device_Component_Or_Accessory_Terminology_CDRH | C49911 | Dehumidifier
FDA | Medical_Device_Component_Or_Accessory_Terminology_CDRH | C49912 | Dehydrator
FDA | Medical_Device_Component_Or_Accessory_Terminology_CDRH | C50353 | Deionizer
FDA | Medical_Device_Component_Or_Accessory_Terminology_CDRH | C49913 | Delay line
FDA | Medical_Device_Component_Or_Accessory_Terminology_CDRH | C49914 | Demagnetizer
FDA | Medical_Device_Component_Or_Accessory_Terminology_CDRH | C49915 | Demodulator
FDA | Medical_Device_Component_Or_Accessory_Terminology_CDRH | C50055 | Densitometer
FDA | Medical_Device_Component_Or_Accessory_Terminology_CDRH | C49916 | Detector
FDA | Medical_Device_Component_Or_Accessory_Terminology_CDRH | C49755 | Device Component or Accessory
FDA | Medical_Device_Component_Or_Accessory_Terminology_CDRH | C49918 | Device deployer
FDA | Medical_Device_Component_Or_Accessory_Terminology_CDRH | C49919 | Dial
FDA | Medical_Device_Component_Or_Accessory_Terminology_CDRH | C49920 | Diaphragm
FDA | Medical_Device_Component_Or_Accessory_Terminology_CDRH | C49921 | Digitizer
FDA | Medical_Device_Component_Or_Accessory_Terminology_CDRH | C49922 | Diode
FDA | Medical_Device_Component_Or_Accessory_Terminology_CDRH | C49924 | Discrete component/device (resistor, capacitor, diode)
FDA | Medical_Device_Component_Or_Accessory_Terminology_CDRH | C49925 | Disk
FDA | Medical_Device_Component_Or_Accessory_Terminology_CDRH | C49927 | Display
FDA | Medical_Device_Component_Or_Accessory_Terminology_CDRH | C49928 | Divider
FDA | Medical_Device_Component_Or_Accessory_Terminology_CDRH | C49929 | Dome
FDA | Medical_Device_Component_Or_Accessory_Terminology_CDRH | C49930 | Doubler
FDA | Medical_Device_Component_Or_Accessory_Terminology_CDRH | C49931 | Driver
FDA | Medical_Device_Component_Or_Accessory_Terminology_CDRH | C49932 | Duct
FDA | Medical_Device_Component_Or_Accessory_Terminology_CDRH | C49933 | Dummy load
FDA | Medical_Device_Component_Or_Accessory_Terminology_CDRH | C49934 | Duplexer
FDA | Medical_Device_Component_Or_Accessory_Terminology_CDRH | C50075 | EKG/ECG monitor
FDA | Medical_Device_Component_Or_Accessory_Terminology_CDRH | C49935 | EKG/ECG subassembly (only use when part of another device)
FDA | Medical_Device_Component_Or_Accessory_Terminology_CDRH | C50027 | Electrical lead
FDA | Medical_Device_Component_Or_Accessory_Terminology_CDRH | C50336 | Electrical Wire
FDA | Medical_Device_Component_Or_Accessory_Terminology_CDRH | C49936 | Electrode
FDA | Medical_Device_Component_Or_Accessory_Terminology_CDRH | C50351 | Electrode Contact
FDA | Medical_Device_Component_Or_Accessory_Terminology_CDRH | C50308 | Emergency Stop Button or Switch
FDA | Medical_Device_Component_Or_Accessory_Terminology_CDRH | C50309 | Emergency Table Stop
FDA | Medical_Device_Component_Or_Accessory_Terminology_CDRH | C49937 | Emitter
FDA | Medical_Device_Component_Or_Accessory_Terminology_CDRH | C49938 | Enclosure
FDA | Medical_Device_Component_Or_Accessory_Terminology_CDRH | C49939 | Encoder
FDA | Medical_Device_Component_Or_Accessory_Terminology_CDRH | C49940 | Endoscope
FDA | Medical_Device_Component_Or_Accessory_Terminology_CDRH | C50338 | Endoscopic Accessory
FDA | Medical_Device_Component_Or_Accessory_Terminology_CDRH | C50049 | EPROM (erasable programmable read only memory)
FDA | Medical_Device_Component_Or_Accessory_Terminology_CDRH | C49941 | Equalizer
FDA | Medical_Device_Component_Or_Accessory_Terminology_CDRH | C49942 | Evaporator
FDA | Medical_Device_Component_Or_Accessory_Terminology_CDRH | C49957 | Exhalation filter
FDA | Medical_Device_Component_Or_Accessory_Terminology_CDRH | C49943 | Expander
FDA | Medical_Device_Component_Or_Accessory_Terminology_CDRH | C49944 | Extender
FDA | Medical_Device_Component_Or_Accessory_Terminology_CDRH | C50359 | External Fiberoptic
FDA | Medical_Device_Component_Or_Accessory_Terminology_CDRH | C49945 | Extractor
FDA | Medical_Device_Component_Or_Accessory_Terminology_CDRH | C49946 | Eyelet
FDA | Medical_Device_Component_Or_Accessory_Terminology_CDRH | C50208 | Fail-safe system
FDA | Medical_Device_Component_Or_Accessory_Terminology_CDRH | C49947 | Fan
FDA | Medical_Device_Component_Or_Accessory_Terminology_CDRH | C49948 | Fastener
FDA | Medical_Device_Component_Or_Accessory_Terminology_CDRH | C49949 | Feedthru
FDA | Medical_Device_Component_Or_Accessory_Terminology_CDRH | C49950 | Ferrule
FDA | Medical_Device_Component_Or_Accessory_Terminology_CDRH | C49951 | FET (field effect transistor)
FDA | Medical_Device_Component_Or_Accessory_Terminology_CDRH | C49952 | Fiber
FDA | Medical_Device_Component_Or_Accessory_Terminology_CDRH | C50362 | Fiberguide
FDA | Medical_Device_Component_Or_Accessory_Terminology_CDRH | C50358 | Fiberoptic
FDA | Medical_Device_Component_Or_Accessory_Terminology_CDRH | C50348 | Fiberoptic Cladding
FDA | Medical_Device_Component_Or_Accessory_Terminology_CDRH | C50349 | Fiberoptic Cleaver
FDA | Medical_Device_Component_Or_Accessory_Terminology_CDRH | C49955 | Film
FDA | Medical_Device_Component_Or_Accessory_Terminology_CDRH | C49956 | Filter
FDA | Medical_Device_Component_Or_Accessory_Terminology_CDRH | C49959 | Flange
FDA | Medical_Device_Component_Or_Accessory_Terminology_CDRH | C49960 | Flasher
FDA | Medical_Device_Component_Or_Accessory_Terminology_CDRH | C50054 | Flowmeter
FDA | Medical_Device_Component_Or_Accessory_Terminology_CDRH | C49961 | Foil
FDA | Medical_Device_Component_Or_Accessory_Terminology_CDRH | C49962 | Foot pedal
FDA | Medical_Device_Component_Or_Accessory_Terminology_CDRH | C50202 | Foot switch
FDA | Medical_Device_Component_Or_Accessory_Terminology_CDRH | C49963 | Frame
FDA | Medical_Device_Component_Or_Accessory_Terminology_CDRH | C50002 | Function indicator
FDA | Medical_Device_Component_Or_Accessory_Terminology_CDRH | C50284 | Function Indicator Light
FDA | Medical_Device_Component_Or_Accessory_Terminology_CDRH | C49964 | Function lid
FDA | Medical_Device_Component_Or_Accessory_Terminology_CDRH | C49965 | Furnace
FDA | Medical_Device_Component_Or_Accessory_Terminology_CDRH | C49966 | Fuse
FDA | Medical_Device_Component_Or_Accessory_Terminology_CDRH | C50314 | Gas delivery system
FDA | Medical_Device_Component_Or_Accessory_Terminology_CDRH | C49967 | Gas scavenging
FDA | Medical_Device_Component_Or_Accessory_Terminology_CDRH | C49968 | Gasket
FDA | Medical_Device_Component_Or_Accessory_Terminology_CDRH | C50052 | Gauges/meters |  | Meter
FDA | Medical_Device_Component_Or_Accessory_Terminology_CDRH | C49969 | Gears |  | Gear
FDA | Medical_Device_Component_Or_Accessory_Terminology_CDRH | C49970 | Generator
FDA | Medical_Device_Component_Or_Accessory_Terminology_CDRH | C49971 | Grille
FDA | Medical_Device_Component_Or_Accessory_Terminology_CDRH | C49972 | Grommet
FDA | Medical_Device_Component_Or_Accessory_Terminology_CDRH | C49973 | Ground strap
FDA | Medical_Device_Component_Or_Accessory_Terminology_CDRH | C49974 | Guide
FDA | Medical_Device_Component_Or_Accessory_Terminology_CDRH | C50271 | Guidewire
FDA | Medical_Device_Component_Or_Accessory_Terminology_CDRH | C50281 | Hand immobilizer
FDA | Medical_Device_Component_Or_Accessory_Terminology_CDRH | C50275 | Handpiece
FDA | Medical_Device_Component_Or_Accessory_Terminology_CDRH | C50276 | Handrest
FDA | Medical_Device_Component_Or_Accessory_Terminology_CDRH | C49977 | Handset
FDA | Medical_Device_Component_Or_Accessory_Terminology_CDRH | C50277 | Haptic
FDA | Medical_Device_Component_Or_Accessory_Terminology_CDRH | C49978 | Header
FDA | Medical_Device_Component_Or_Accessory_Terminology_CDRH | C49979 | Headphone
FDA | Medical_Device_Component_Or_Accessory_Terminology_CDRH | C49980 | Heads
FDA | Medical_Device_Component_Or_Accessory_Terminology_CDRH | C49982 | Headset
FDA | Medical_Device_Component_Or_Accessory_Terminology_CDRH | C49983 | Heart valve cage
FDA | Medical_Device_Component_Or_Accessory_Terminology_CDRH | C50029 | Heart valve leaflet
FDA | Medical_Device_Component_Or_Accessory_Terminology_CDRH | C50150 | Heart valve sewing ring
FDA | Medical_Device_Component_Or_Accessory_Terminology_CDRH | C49984 | Heat exchanger
FDA | Medical_Device_Component_Or_Accessory_Terminology_CDRH | C49985 | Heat sink
FDA | Medical_Device_Component_Or_Accessory_Terminology_CDRH | C49986 | Heater
FDA | Medical_Device_Component_Or_Accessory_Terminology_CDRH | C49987 | Heater rod
FDA | Medical_Device_Component_Or_Accessory_Terminology_CDRH | C49880 | Helifix coil
FDA | Medical_Device_Component_Or_Accessory_Terminology_CDRH | C50335 | Hemo Valve
FDA | Medical_Device_Component_Or_Accessory_Terminology_CDRH | C50302 | Hermetic Seal
FDA | Medical_Device_Component_Or_Accessory_Terminology_CDRH | C49988 | Hinge
FDA | Medical_Device_Component_Or_Accessory_Terminology_CDRH | C49989 | Holder
FDA | Medical_Device_Component_Or_Accessory_Terminology_CDRH | C49953 | Hollow fiber
FDA | Medical_Device_Component_Or_Accessory_Terminology_CDRH | C50279 | Hose
FDA | Medical_Device_Component_Or_Accessory_Terminology_CDRH | C50280 | Hose Line
FDA | Medical_Device_Component_Or_Accessory_Terminology_CDRH | C49990 | Housing
FDA | Medical_Device_Component_Or_Accessory_Terminology_CDRH | C49991 | Hub
FDA | Medical_Device_Component_Or_Accessory_Terminology_CDRH | C49992 | Humidifier
FDA | Medical_Device_Component_Or_Accessory_Terminology_CDRH | C49993 | Hybrid circuit
FDA | Medical_Device_Component_Or_Accessory_Terminology_CDRH | C50313 | Hydraulic Bed System
FDA | Medical_Device_Component_Or_Accessory_Terminology_CDRH | C50312 | Hydraulic System
FDA | Medical_Device_Component_Or_Accessory_Terminology_CDRH | C49994 | IC (integrated circuit)
FDA | Medical_Device_Component_Or_Accessory_Terminology_CDRH | C49995 | IC (integrated circuit) chip
FDA | Medical_Device_Component_Or_Accessory_Terminology_CDRH | C49996 | Igniter
FDA | Medical_Device_Component_Or_Accessory_Terminology_CDRH | C49997 | Imager
FDA | Medical_Device_Component_Or_Accessory_Terminology_CDRH | C49998 | Impedance converter
FDA | Medical_Device_Component_Or_Accessory_Terminology_CDRH | C50000 | Indexer
FDA | Medical_Device_Component_Or_Accessory_Terminology_CDRH | C50001 | Indicator
FDA | Medical_Device_Component_Or_Accessory_Terminology_CDRH | C50003 | Inductor
FDA | Medical_Device_Component_Or_Accessory_Terminology_CDRH | C50316 | Injection System |  | Injector system
FDA | Medical_Device_Component_Or_Accessory_Terminology_CDRH | C50004 | Insulation
FDA | Medical_Device_Component_Or_Accessory_Terminology_CDRH | C50005 | Integrator
FDA | Medical_Device_Component_Or_Accessory_Terminology_CDRH | C50006 | Intercom
FDA | Medical_Device_Component_Or_Accessory_Terminology_CDRH | C50007 | Interconnection board intubate
FDA | Medical_Device_Component_Or_Accessory_Terminology_CDRH | C50008 | Interface
FDA | Medical_Device_Component_Or_Accessory_Terminology_CDRH | C50009 | Interrupter
FDA | Medical_Device_Component_Or_Accessory_Terminology_CDRH | C50298 | Intravenous Pole
FDA | Medical_Device_Component_Or_Accessory_Terminology_CDRH | C50010 | Inverter
FDA | Medical_Device_Component_Or_Accessory_Terminology_CDRH | C49999 | IOL (intraocular lens) implant
FDA | Medical_Device_Component_Or_Accessory_Terminology_CDRH | C50011 | Isolator
FDA | Medical_Device_Component_Or_Accessory_Terminology_CDRH | C50012 | Jack
FDA | Medical_Device_Component_Or_Accessory_Terminology_CDRH | C54020 | Jaw
FDA | Medical_Device_Component_Or_Accessory_Terminology_CDRH | C50013 | Joint
FDA | Medical_Device_Component_Or_Accessory_Terminology_CDRH | C50015 | Joystick
FDA | Medical_Device_Component_Or_Accessory_Terminology_CDRH | C50016 | Jumper
FDA | Medical_Device_Component_Or_Accessory_Terminology_CDRH | C50017 | Junction
FDA | Medical_Device_Component_Or_Accessory_Terminology_CDRH | C50018 | Keyboard
FDA | Medical_Device_Component_Or_Accessory_Terminology_CDRH | C50019 | Keyer
FDA | Medical_Device_Component_Or_Accessory_Terminology_CDRH | C50020 | Keypad
FDA | Medical_Device_Component_Or_Accessory_Terminology_CDRH | C50021 | Kit
FDA | Medical_Device_Component_Or_Accessory_Terminology_CDRH | C54021 | Knife
FDA | Medical_Device_Component_Or_Accessory_Terminology_CDRH | C50022 | Knob
FDA | Medical_Device_Component_Or_Accessory_Terminology_CDRH | C50023 | Label
FDA | Medical_Device_Component_Or_Accessory_Terminology_CDRH | C50024 | Laminate
FDA | Medical_Device_Component_Or_Accessory_Terminology_CDRH | C50025 | Lamp
FDA | Medical_Device_Component_Or_Accessory_Terminology_CDRH | C50026 | Laser
FDA | Medical_Device_Component_Or_Accessory_Terminology_CDRH | C50292 | Laser nozzle
FDA | Medical_Device_Component_Or_Accessory_Terminology_CDRH | C54022 | Latch
FDA | Medical_Device_Component_Or_Accessory_Terminology_CDRH | C50282 | Lead
FDA | Medical_Device_Component_Or_Accessory_Terminology_CDRH | C50028 | Lead conductor
FDA | Medical_Device_Component_Or_Accessory_Terminology_CDRH | C50326 | Lead Tip
FDA | Medical_Device_Component_Or_Accessory_Terminology_CDRH | C50283 | Leaflet
FDA | Medical_Device_Component_Or_Accessory_Terminology_CDRH | C50357 | Leaflet Disk
FDA | Medical_Device_Component_Or_Accessory_Terminology_CDRH | C49923 | LED (light emitting diode)
FDA | Medical_Device_Component_Or_Accessory_Terminology_CDRH | C50030 | Lenses
FDA | Medical_Device_Component_Or_Accessory_Terminology_CDRH | C50201 | Limit switch
FDA | Medical_Device_Component_Or_Accessory_Terminology_CDRH | C50032 | Limiter
FDA | Medical_Device_Component_Or_Accessory_Terminology_CDRH | C50033 | Line conditioner
FDA | Medical_Device_Component_Or_Accessory_Terminology_CDRH | C49840 | Lithium Iodide Battery
FDA | Medical_Device_Component_Or_Accessory_Terminology_CDRH | C50034 | Load
FDA | Medical_Device_Component_Or_Accessory_Terminology_CDRH | C50035 | Lock
FDA | Medical_Device_Component_Or_Accessory_Terminology_CDRH | C50286 | Locking mechanism
FDA | Medical_Device_Component_Or_Accessory_Terminology_CDRH | C50036 | Locking sleeve
FDA | Medical_Device_Component_Or_Accessory_Terminology_CDRH | C50287 | Lockout Mechanism
FDA | Medical_Device_Component_Or_Accessory_Terminology_CDRH | C50037 | Logic board
FDA | Medical_Device_Component_Or_Accessory_Terminology_CDRH | C50038 | Lower piston bearing
FDA | Medical_Device_Component_Or_Accessory_Terminology_CDRH | C50260 | Luer valve
FDA | Medical_Device_Component_Or_Accessory_Terminology_CDRH | C50039 | Magazine
FDA | Medical_Device_Component_Or_Accessory_Terminology_CDRH | C50040 | Magnet
FDA | Medical_Device_Component_Or_Accessory_Terminology_CDRH | C50041 | Magnetizer
FDA | Medical_Device_Component_Or_Accessory_Terminology_CDRH | C50053 | Magnetometer
FDA | Medical_Device_Component_Or_Accessory_Terminology_CDRH | C50042 | Magnetoresistor
FDA | Medical_Device_Component_Or_Accessory_Terminology_CDRH | C50043 | Magnifier
FDA | Medical_Device_Component_Or_Accessory_Terminology_CDRH | C50044 | Manifold
FDA | Medical_Device_Component_Or_Accessory_Terminology_CDRH | C50045 | Matrices
FDA | Medical_Device_Component_Or_Accessory_Terminology_CDRH | C50285 | Mechanism
FDA | Medical_Device_Component_Or_Accessory_Terminology_CDRH | C50046 | Membrane
FDA | Medical_Device_Component_Or_Accessory_Terminology_CDRH | C50047 | Memory
FDA | Medical_Device_Component_Or_Accessory_Terminology_CDRH | C50082 | Meter needle
FDA | Medical_Device_Component_Or_Accessory_Terminology_CDRH | C50067 | Microcircuit
FDA | Medical_Device_Component_Or_Accessory_Terminology_CDRH | C50068 | Microphone
FDA | Medical_Device_Component_Or_Accessory_Terminology_CDRH | C50069 | Microscope
FDA | Medical_Device_Component_Or_Accessory_Terminology_CDRH | C50070 | Mirror
FDA | Medical_Device_Component_Or_Accessory_Terminology_CDRH | C50071 | Mixer
FDA | Medical_Device_Component_Or_Accessory_Terminology_CDRH | C50072 | Modem
FDA | Medical_Device_Component_Or_Accessory_Terminology_CDRH | C50073 | Modulator
FDA | Medical_Device_Component_Or_Accessory_Terminology_CDRH | C50074 | Monitor
FDA | Medical_Device_Component_Or_Accessory_Terminology_CDRH | C50076 | Mother board
FDA | Medical_Device_Component_Or_Accessory_Terminology_CDRH | C50355 | Motion Detector
FDA | Medical_Device_Component_Or_Accessory_Terminology_CDRH | C50077 | Motor
FDA | Medical_Device_Component_Or_Accessory_Terminology_CDRH | C50331 | Motor Drive Unit
FDA | Medical_Device_Component_Or_Accessory_Terminology_CDRH | C50103 | Motor roll pin
FDA | Medical_Device_Component_Or_Accessory_Terminology_CDRH | C50079 | Mount
FDA | Medical_Device_Component_Or_Accessory_Terminology_CDRH | C54010 | Multiplier
FDA | Medical_Device_Component_Or_Accessory_Terminology_CDRH | C50080 | Nebulizer (only use when part of another device)
FDA | Medical_Device_Component_Or_Accessory_Terminology_CDRH | C50290 | Needle
FDA | Medical_Device_Component_Or_Accessory_Terminology_CDRH | C50081 | Network
FDA | Medical_Device_Component_Or_Accessory_Terminology_CDRH | C50083 | None
FDA | Medical_Device_Component_Or_Accessory_Terminology_CDRH | C50291 | Nozzle
FDA | Medical_Device_Component_Or_Accessory_Terminology_CDRH | C50325 | Nozzle Tip
FDA | Medical_Device_Component_Or_Accessory_Terminology_CDRH | C50084 | Nuts
FDA | Medical_Device_Component_Or_Accessory_Terminology_CDRH | C50085 | O2 monitor subassembly (only use when part of another device)
FDA | Medical_Device_Component_Or_Accessory_Terminology_CDRH | C50168 | O2 sensor
FDA | Medical_Device_Component_Or_Accessory_Terminology_CDRH | C50086 | Obturator
FDA | Medical_Device_Component_Or_Accessory_Terminology_CDRH | C50334 | One-Way Valve
FDA | Medical_Device_Component_Or_Accessory_Terminology_CDRH | C49856 | Optical cable
FDA | Medical_Device_Component_Or_Accessory_Terminology_CDRH | C49926 | Optical disk
FDA | Medical_Device_Component_Or_Accessory_Terminology_CDRH | C49954 | Optical fiber
FDA | Medical_Device_Component_Or_Accessory_Terminology_CDRH | C50087 | Optocoupler
FDA | Medical_Device_Component_Or_Accessory_Terminology_CDRH | C50088 | Oscillator
FDA | Medical_Device_Component_Or_Accessory_Terminology_CDRH | C50089 | Oscilloscope
FDA | Medical_Device_Component_Or_Accessory_Terminology_CDRH | C50090 | Other (code unspecified, describe in H10)
FDA | Medical_Device_Component_Or_Accessory_Terminology_CDRH | C50091 | Outlet
FDA | Medical_Device_Component_Or_Accessory_Terminology_CDRH | C50092 | Oven
FDA | Medical_Device_Component_Or_Accessory_Terminology_CDRH | C50093 | Overlay
FDA | Medical_Device_Component_Or_Accessory_Terminology_CDRH | C50065 | Oximeter (only use when part of another device) |  | Oximeter
FDA | Medical_Device_Component_Or_Accessory_Terminology_CDRH | C50094 | Oxygen analyzer
FDA | Medical_Device_Component_Or_Accessory_Terminology_CDRH | C50095 | Pad
FDA | Medical_Device_Component_Or_Accessory_Terminology_CDRH | C50293 | Pallet
FDA | Medical_Device_Component_Or_Accessory_Terminology_CDRH | C50096 | Panel
FDA | Medical_Device_Component_Or_Accessory_Terminology_CDRH | C50097 | PC (printed circuit) board
FDA | Medical_Device_Component_Or_Accessory_Terminology_CDRH | C49917 | Photodetector
FDA | Medical_Device_Component_Or_Accessory_Terminology_CDRH | C50098 | Photomultiplier
FDA | Medical_Device_Component_Or_Accessory_Terminology_CDRH | C50328 | Photomultiplier (PM) Tube
FDA | Medical_Device_Component_Or_Accessory_Terminology_CDRH | C50099 | Phototransistor
FDA | Medical_Device_Component_Or_Accessory_Terminology_CDRH | C50100 | Pickup
FDA | Medical_Device_Component_Or_Accessory_Terminology_CDRH | C50261 | Pilot balloon valve
FDA | Medical_Device_Component_Or_Accessory_Terminology_CDRH | C50101 | Pin
FDA | Medical_Device_Component_Or_Accessory_Terminology_CDRH | C50296 | Pipette
FDA | Medical_Device_Component_Or_Accessory_Terminology_CDRH | C49975 | Piston guides
FDA | Medical_Device_Component_Or_Accessory_Terminology_CDRH | C49981 | Piston heads
FDA | Medical_Device_Component_Or_Accessory_Terminology_CDRH | C50104 | Piston Pads
FDA | Medical_Device_Component_Or_Accessory_Terminology_CDRH | C50105 | Pivot
FDA | Medical_Device_Component_Or_Accessory_Terminology_CDRH | C50106 | Plate
FDA | Medical_Device_Component_Or_Accessory_Terminology_CDRH | C50107 | Plotter
FDA | Medical_Device_Component_Or_Accessory_Terminology_CDRH | C50108 | Plug
FDA | Medical_Device_Component_Or_Accessory_Terminology_CDRH | C50297 | Plunger
FDA | Medical_Device_Component_Or_Accessory_Terminology_CDRH | C50109 | Pointer
FDA | Medical_Device_Component_Or_Accessory_Terminology_CDRH | C50110 | Polarizer
FDA | Medical_Device_Component_Or_Accessory_Terminology_CDRH | C50111 | Port
FDA | Medical_Device_Component_Or_Accessory_Terminology_CDRH | C50112 | Post
FDA | Medical_Device_Component_Or_Accessory_Terminology_CDRH | C50064 | Potentiometer
FDA | Medical_Device_Component_Or_Accessory_Terminology_CDRH | C49892 | Power cord
FDA | Medical_Device_Component_Or_Accessory_Terminology_CDRH | C50113 | Power lamp
FDA | Medical_Device_Component_Or_Accessory_Terminology_CDRH | C50114 | Power module
FDA | Medical_Device_Component_Or_Accessory_Terminology_CDRH | C50115 | Power supply
FDA | Medical_Device_Component_Or_Accessory_Terminology_CDRH | C50200 | Power switch
FDA | Medical_Device_Component_Or_Accessory_Terminology_CDRH | C50116 | Preamplifier
FDA | Medical_Device_Component_Or_Accessory_Terminology_CDRH | C50117 | Prescaler
FDA | Medical_Device_Component_Or_Accessory_Terminology_CDRH | C50118 | Preselector
FDA | Medical_Device_Component_Or_Accessory_Terminology_CDRH | C50167 | Pressure sensor
FDA | Medical_Device_Component_Or_Accessory_Terminology_CDRH | C50119 | Pressure signal
FDA | Medical_Device_Component_Or_Accessory_Terminology_CDRH | C50239 | Pressure tubing
FDA | Medical_Device_Component_Or_Accessory_Terminology_CDRH | C50120 | Printer
FDA | Medical_Device_Component_Or_Accessory_Terminology_CDRH | C50121 | Probe
FDA | Medical_Device_Component_Or_Accessory_Terminology_CDRH | C50299 | Probe, Transducer Pressure
FDA | Medical_Device_Component_Or_Accessory_Terminology_CDRH | C50122 | Processor
FDA | Medical_Device_Component_Or_Accessory_Terminology_CDRH | C50123 | Programmer
FDA | Medical_Device_Component_Or_Accessory_Terminology_CDRH | C50050 | PROM (programmable read only memory)
FDA | Medical_Device_Component_Or_Accessory_Terminology_CDRH | C50124 | Prong
FDA | Medical_Device_Component_Or_Accessory_Terminology_CDRH | C50125 | Protector
FDA | Medical_Device_Component_Or_Accessory_Terminology_CDRH | C50203 | Proximity switch
FDA | Medical_Device_Component_Or_Accessory_Terminology_CDRH | C50126 | Pulley
FDA | Medical_Device_Component_Or_Accessory_Terminology_CDRH | C50127 | Pulser
FDA | Medical_Device_Component_Or_Accessory_Terminology_CDRH | C50128 | Pump
FDA | Medical_Device_Component_Or_Accessory_Terminology_CDRH | C54023 | Pusher
FDA | Medical_Device_Component_Or_Accessory_Terminology_CDRH | C50063 | Pyrometer
FDA | Medical_Device_Component_Or_Accessory_Terminology_CDRH | C50130 | Rail
FDA | Medical_Device_Component_Or_Accessory_Terminology_CDRH | C50051 | RAM (random access memory)
FDA | Medical_Device_Component_Or_Accessory_Terminology_CDRH | C50303 | Rate modulated pacing sensor
FDA | Medical_Device_Component_Or_Accessory_Terminology_CDRH | C50131 | Reactor
FDA | Medical_Device_Component_Or_Accessory_Terminology_CDRH | C50132 | Reader
FDA | Medical_Device_Component_Or_Accessory_Terminology_CDRH | C50133 | Receiver
FDA | Medical_Device_Component_Or_Accessory_Terminology_CDRH | C50330 | Receiver Stimulator Unit
FDA | Medical_Device_Component_Or_Accessory_Terminology_CDRH | C50134 | Recorder (tape, stripchart, etc.)
FDA | Medical_Device_Component_Or_Accessory_Terminology_CDRH | C50135 | Rectifier
FDA | Medical_Device_Component_Or_Accessory_Terminology_CDRH | C50136 | Reed (electrically open)
FDA | Medical_Device_Component_Or_Accessory_Terminology_CDRH | C50137 | Regulator
FDA | Medical_Device_Component_Or_Accessory_Terminology_CDRH | C50138 | Relay
FDA | Medical_Device_Component_Or_Accessory_Terminology_CDRH | C50139 | Repeater
FDA | Medical_Device_Component_Or_Accessory_Terminology_CDRH | C50140 | Reservoir
FDA | Medical_Device_Component_Or_Accessory_Terminology_CDRH | C50141 | Resistor
FDA | Medical_Device_Component_Or_Accessory_Terminology_CDRH | C50143 | Resonator
FDA | Medical_Device_Component_Or_Accessory_Terminology_CDRH | C50144 | Retainer
FDA | Medical_Device_Component_Or_Accessory_Terminology_CDRH | C50102 | Retaining pin
FDA | Medical_Device_Component_Or_Accessory_Terminology_CDRH | C50145 | Reticle
FDA | Medical_Device_Component_Or_Accessory_Terminology_CDRH | C50146 | Rheostat
FDA | Medical_Device_Component_Or_Accessory_Terminology_CDRH | C50147 | Ribbon
FDA | Medical_Device_Component_Or_Accessory_Terminology_CDRH | C50148 | Ring
FDA | Medical_Device_Component_Or_Accessory_Terminology_CDRH | C50151 | Rivet
FDA | Medical_Device_Component_Or_Accessory_Terminology_CDRH | C50152 | Robot
FDA | Medical_Device_Component_Or_Accessory_Terminology_CDRH | C50153 | Rod
FDA | Medical_Device_Component_Or_Accessory_Terminology_CDRH | C50048 | ROM (read only memory)
FDA | Medical_Device_Component_Or_Accessory_Terminology_CDRH | C50154 | Safety interlock
FDA | Medical_Device_Component_Or_Accessory_Terminology_CDRH | C50155 | SAW (surface acoustic wave device)
FDA | Medical_Device_Component_Or_Accessory_Terminology_CDRH | C50156 | Scale
FDA | Medical_Device_Component_Or_Accessory_Terminology_CDRH | C50157 | Scaler
FDA | Medical_Device_Component_Or_Accessory_Terminology_CDRH | C50158 | Scanner
FDA | Medical_Device_Component_Or_Accessory_Terminology_CDRH | C50062 | Scintillometer
FDA | Medical_Device_Component_Or_Accessory_Terminology_CDRH | C50159 | Scrambler
FDA | Medical_Device_Component_Or_Accessory_Terminology_CDRH | C50160 | Screen
FDA | Medical_Device_Component_Or_Accessory_Terminology_CDRH | C50161 | Screw
FDA | Medical_Device_Component_Or_Accessory_Terminology_CDRH | C50278 | Screw Head
FDA | Medical_Device_Component_Or_Accessory_Terminology_CDRH | C50321 | Screw Tapper
FDA | Medical_Device_Component_Or_Accessory_Terminology_CDRH | C50162 | Scriber
FDA | Medical_Device_Component_Or_Accessory_Terminology_CDRH | C50163 | Seal
FDA | Medical_Device_Component_Or_Accessory_Terminology_CDRH | C50164 | Seal tracheal
FDA | Medical_Device_Component_Or_Accessory_Terminology_CDRH | C50360 | Sediment Filter
FDA | Medical_Device_Component_Or_Accessory_Terminology_CDRH | C50166 | Sensor
FDA | Medical_Device_Component_Or_Accessory_Terminology_CDRH | C50169 | Servo
FDA | Medical_Device_Component_Or_Accessory_Terminology_CDRH | C50170 | Shaft
FDA | Medical_Device_Component_Or_Accessory_Terminology_CDRH | C50171 | Shield
FDA | Medical_Device_Component_Or_Accessory_Terminology_CDRH | C50172 | Shift register
FDA | Medical_Device_Component_Or_Accessory_Terminology_CDRH | C50173 | Shifter
FDA | Medical_Device_Component_Or_Accessory_Terminology_CDRH | C50305 | Shoulder Support
FDA | Medical_Device_Component_Or_Accessory_Terminology_CDRH | C50174 | Shunt
FDA | Medical_Device_Component_Or_Accessory_Terminology_CDRH | C50175 | Shutter
FDA | Medical_Device_Component_Or_Accessory_Terminology_CDRH | C50301 | Side Rail
FDA | Medical_Device_Component_Or_Accessory_Terminology_CDRH | C50176 | Signal conditioner
FDA | Medical_Device_Component_Or_Accessory_Terminology_CDRH | C50177 | Simulator
FDA | Medical_Device_Component_Or_Accessory_Terminology_CDRH | C50178 | Slide
FDA | Medical_Device_Component_Or_Accessory_Terminology_CDRH | C50149 | Slip ring
FDA | Medical_Device_Component_Or_Accessory_Terminology_CDRH | C50179 | Slotter line
FDA | Medical_Device_Component_Or_Accessory_Terminology_CDRH | C50180 | Socket
FDA | Medical_Device_Component_Or_Accessory_Terminology_CDRH | C49809 | Socket Adaptor
FDA | Medical_Device_Component_Or_Accessory_Terminology_CDRH | C50014 | Solder joint
FDA | Medical_Device_Component_Or_Accessory_Terminology_CDRH | C50181 | Solenoid
FDA | Medical_Device_Component_Or_Accessory_Terminology_CDRH | C49805 | Sound absorber
FDA | Medical_Device_Component_Or_Accessory_Terminology_CDRH | C50182 | Spacer
FDA | Medical_Device_Component_Or_Accessory_Terminology_CDRH | C50183 | Spark gap
FDA | Medical_Device_Component_Or_Accessory_Terminology_CDRH | C50184 | Speaker
FDA | Medical_Device_Component_Or_Accessory_Terminology_CDRH | C50061 | Spectrometer
FDA | Medical_Device_Component_Or_Accessory_Terminology_CDRH | C50306 | Speech Processor
FDA | Medical_Device_Component_Or_Accessory_Terminology_CDRH | C50066 | Spirometer
FDA | Medical_Device_Component_Or_Accessory_Terminology_CDRH | C50185 | Splicer
FDA | Medical_Device_Component_Or_Accessory_Terminology_CDRH | C50186 | Spooler
FDA | Medical_Device_Component_Or_Accessory_Terminology_CDRH | C50187 | Spring
FDA | Medical_Device_Component_Or_Accessory_Terminology_CDRH | C50288 | Spring Loading Mechanism
FDA | Medical_Device_Component_Or_Accessory_Terminology_CDRH | C50188 | Stabilizer
FDA | Medical_Device_Component_Or_Accessory_Terminology_CDRH | C50189 | Stand
FDA | Medical_Device_Component_Or_Accessory_Terminology_CDRH | C50307 | Staple
FDA | Medical_Device_Component_Or_Accessory_Terminology_CDRH | C50337 | Steering Wire
FDA | Medical_Device_Component_Or_Accessory_Terminology_CDRH | C50190 | Stent
FDA | Medical_Device_Component_Or_Accessory_Terminology_CDRH | C50078 | Stepper motor
FDA | Medical_Device_Component_Or_Accessory_Terminology_CDRH | C50191 | Stiffener
FDA | Medical_Device_Component_Or_Accessory_Terminology_CDRH | C50192 | Stopcock
FDA | Medical_Device_Component_Or_Accessory_Terminology_CDRH | C50333 | Stopcock Valve
FDA | Medical_Device_Component_Or_Accessory_Terminology_CDRH | C50193 | Strain relief
FDA | Medical_Device_Component_Or_Accessory_Terminology_CDRH | C50194 | Strip line
FDA | Medical_Device_Component_Or_Accessory_Terminology_CDRH | C50195 | Stylet
FDA | Medical_Device_Component_Or_Accessory_Terminology_CDRH | C50196 | Substrate
FDA | Medical_Device_Component_Or_Accessory_Terminology_CDRH | C50197 | Sunlamp
FDA | Medical_Device_Component_Or_Accessory_Terminology_CDRH | C50198 | Suppressor
FDA | Medical_Device_Component_Or_Accessory_Terminology_CDRH | C50364 | Surgical Graft
FDA | Medical_Device_Component_Or_Accessory_Terminology_CDRH | C50365 | Suture
FDA | Medical_Device_Component_Or_Accessory_Terminology_CDRH | C54013 | Switch, Push Button
FDA | Medical_Device_Component_Or_Accessory_Terminology_CDRH | C50199 | Switches
FDA | Medical_Device_Component_Or_Accessory_Terminology_CDRH | C50205 | Synchronizer
FDA | Medical_Device_Component_Or_Accessory_Terminology_CDRH | C50206 | Synthesizer
FDA | Medical_Device_Component_Or_Accessory_Terminology_CDRH | C50207 | Syringe
FDA | Medical_Device_Component_Or_Accessory_Terminology_CDRH | C50310 | Syringe Drive
FDA | Medical_Device_Component_Or_Accessory_Terminology_CDRH | C50311 | System
FDA | Medical_Device_Component_Or_Accessory_Terminology_CDRH | C50371 | Table
FDA | Medical_Device_Component_Or_Accessory_Terminology_CDRH | C50320 | Table Top
FDA | Medical_Device_Component_Or_Accessory_Terminology_CDRH | C50060 | Tachometer
FDA | Medical_Device_Component_Or_Accessory_Terminology_CDRH | C50209 | Tape
FDA | Medical_Device_Component_Or_Accessory_Terminology_CDRH | C50210 | Tee
FDA | Medical_Device_Component_Or_Accessory_Terminology_CDRH | C50211 | Telemetry equipment
FDA | Medical_Device_Component_Or_Accessory_Terminology_CDRH | C50212 | Telephone
FDA | Medical_Device_Component_Or_Accessory_Terminology_CDRH | C50213 | Teleprinter
FDA | Medical_Device_Component_Or_Accessory_Terminology_CDRH | C50214 | Teletypewriter
FDA | Medical_Device_Component_Or_Accessory_Terminology_CDRH | C50242 | Television unit
FDA | Medical_Device_Component_Or_Accessory_Terminology_CDRH | C50215 | Temperature compensator
FDA | Medical_Device_Component_Or_Accessory_Terminology_CDRH | C50300 | Temperature Probe
FDA | Medical_Device_Component_Or_Accessory_Terminology_CDRH | C50304 | Temperature sensor
FDA | Medical_Device_Component_Or_Accessory_Terminology_CDRH | C50216 | Terminal
FDA | Medical_Device_Component_Or_Accessory_Terminology_CDRH | C50217 | Terminal assembly
FDA | Medical_Device_Component_Or_Accessory_Terminology_CDRH | C50218 | Terminator
FDA | Medical_Device_Component_Or_Accessory_Terminology_CDRH | C50322 | Test Strip
FDA | Medical_Device_Component_Or_Accessory_Terminology_CDRH | C50219 | Thermistor
FDA | Medical_Device_Component_Or_Accessory_Terminology_CDRH | C50220 | Thermocouple
FDA | Medical_Device_Component_Or_Accessory_Terminology_CDRH | C50270 | Thermocouple wire
FDA | Medical_Device_Component_Or_Accessory_Terminology_CDRH | C50059 | Thermometer
FDA | Medical_Device_Component_Or_Accessory_Terminology_CDRH | C50221 | Thermostat
FDA | Medical_Device_Component_Or_Accessory_Terminology_CDRH | C50323 | Thread
FDA | Medical_Device_Component_Or_Accessory_Terminology_CDRH | C50222 | Thyristor
FDA | Medical_Device_Component_Or_Accessory_Terminology_CDRH | C50223 | Timer
FDA | Medical_Device_Component_Or_Accessory_Terminology_CDRH | C50324 | Tip
FDA | Medical_Device_Component_Or_Accessory_Terminology_CDRH | C49879 | Tip Conductor Coil
FDA | Medical_Device_Component_Or_Accessory_Terminology_CDRH | C50294 | Tomographic Pallet
FDA | Medical_Device_Component_Or_Accessory_Terminology_CDRH | C50350 | T-piece connector
FDA | Medical_Device_Component_Or_Accessory_Terminology_CDRH | C50224 | Trackball
FDA | Medical_Device_Component_Or_Accessory_Terminology_CDRH | C50225 | Transceiver
FDA | Medical_Device_Component_Or_Accessory_Terminology_CDRH | C50226 | Transducer
FDA | Medical_Device_Component_Or_Accessory_Terminology_CDRH | C50227 | Transformer
FDA | Medical_Device_Component_Or_Accessory_Terminology_CDRH | C50228 | Transistor
FDA | Medical_Device_Component_Or_Accessory_Terminology_CDRH | C50229 | Translator
FDA | Medical_Device_Component_Or_Accessory_Terminology_CDRH | C50230 | Transmission line
FDA | Medical_Device_Component_Or_Accessory_Terminology_CDRH | C50231 | Transmitter
FDA | Medical_Device_Component_Or_Accessory_Terminology_CDRH | C50232 | Transponder
FDA | Medical_Device_Component_Or_Accessory_Terminology_CDRH | C50233 | Transport
FDA | Medical_Device_Component_Or_Accessory_Terminology_CDRH | C50234 | TRIAC |  | Three Terminal Current Controlling Semiconductor
FDA | Medical_Device_Component_Or_Accessory_Terminology_CDRH | C50235 | Trimmer
FDA | Medical_Device_Component_Or_Accessory_Terminology_CDRH | C50327 | Trocar
FDA | Medical_Device_Component_Or_Accessory_Terminology_CDRH | C50236 | Tube
FDA | Medical_Device_Component_Or_Accessory_Terminology_CDRH | C50237 | Tube capillary
FDA | Medical_Device_Component_Or_Accessory_Terminology_CDRH | C50240 | Tuner
FDA | Medical_Device_Component_Or_Accessory_Terminology_CDRH | C54008 | User Interface
FDA | Medical_Device_Component_Or_Accessory_Terminology_CDRH | C50243 | Valve |  | Valve (one-way, hemo, stopcock, etc.)
FDA | Medical_Device_Component_Or_Accessory_Terminology_CDRH | C54016 | Valve Cam
FDA | Medical_Device_Component_Or_Accessory_Terminology_CDRH | C50244 | Valve, control
FDA | Medical_Device_Component_Or_Accessory_Terminology_CDRH | C50245 | Valve, directional
FDA | Medical_Device_Component_Or_Accessory_Terminology_CDRH | C50246 | Valve, dump
FDA | Medical_Device_Component_Or_Accessory_Terminology_CDRH | C50247 | Valve, exhalation
FDA | Medical_Device_Component_Or_Accessory_Terminology_CDRH | C50248 | Valve, flap
FDA | Medical_Device_Component_Or_Accessory_Terminology_CDRH | C50249 | Valve, flow
FDA | Medical_Device_Component_Or_Accessory_Terminology_CDRH | C50250 | Valve, inhalation
FDA | Medical_Device_Component_Or_Accessory_Terminology_CDRH | C50251 | Valve, Inlet Port
FDA | Medical_Device_Component_Or_Accessory_Terminology_CDRH | C50252 | Valve, inspiratory
FDA | Medical_Device_Component_Or_Accessory_Terminology_CDRH | C50253 | Valve, outlet port
FDA | Medical_Device_Component_Or_Accessory_Terminology_CDRH | C50254 | Valve, PEEP (positive end expiratory pressure)
FDA | Medical_Device_Component_Or_Accessory_Terminology_CDRH | C50255 | Valve, pressure limit
FDA | Medical_Device_Component_Or_Accessory_Terminology_CDRH | C50256 | Valve, relief
FDA | Medical_Device_Component_Or_Accessory_Terminology_CDRH | C50257 | Valve, safety
FDA | Medical_Device_Component_Or_Accessory_Terminology_CDRH | C50258 | Valve, selector
FDA | Medical_Device_Component_Or_Accessory_Terminology_CDRH | C50262 | Vaporizer
FDA | Medical_Device_Component_Or_Accessory_Terminology_CDRH | C50263 | Varistor
FDA | Medical_Device_Component_Or_Accessory_Terminology_CDRH | C50264 | VDT (video display terminal)
FDA | Medical_Device_Component_Or_Accessory_Terminology_CDRH | C50265 | Vibrator
FDA | Medical_Device_Component_Or_Accessory_Terminology_CDRH | C50266 | Viewer
FDA | Medical_Device_Component_Or_Accessory_Terminology_CDRH | C50058 | Voltmeter
FDA | Medical_Device_Component_Or_Accessory_Terminology_CDRH | C50267 | Washer
FDA | Medical_Device_Component_Or_Accessory_Terminology_CDRH | C50315 | Water Purification System
FDA | Medical_Device_Component_Or_Accessory_Terminology_CDRH | C49976 | Waveguide
FDA | Medical_Device_Component_Or_Accessory_Terminology_CDRH | C50361 | Wedge Filter
FDA | Medical_Device_Component_Or_Accessory_Terminology_CDRH | C51067 | Wheel
FDA | Medical_Device_Component_Or_Accessory_Terminology_CDRH | C51069 | Wheelchair, Tires
FDA | Medical_Device_Component_Or_Accessory_Terminology_CDRH | C51068 | Wheelchair, Wheels
FDA | Medical_Device_Component_Or_Accessory_Terminology_CDRH | C50268 | Window
FDA | Medical_Device_Component_Or_Accessory_Terminology_CDRH | C50269 | Wire
FDA | Medical_Device_Component_Or_Accessory_Terminology_CDRH | C50272 | Wiring harness
FDA | Medical_Device_Component_Or_Accessory_Terminology_CDRH | C50273 | Yoke
FDA | Medical_Device_Component_Or_Accessory_Terminology_CDRH | C49886 | Y-piece connector
FDA | Medical_Device_Problem_Codes_FDA_CDRH | C63281 | Aborted charge |  | Charge, aborted
FDA | Medical_Device_Problem_Codes_FDA_CDRH | C63037 | Abrasion from instrument or another object |  | Abrasion from instrument/object
FDA | Medical_Device_Problem_Codes_FDA_CDRH | C63036 | Accessory incompatible |  | Accessories, incompatible
FDA | Medical_Device_Problem_Codes_FDA_CDRH | C63312 | Accidental spillage |  | Spillage, accidental
FDA | Medical_Device_Problem_Codes_FDA_CDRH | C63034 | Advancement issue
FDA | Medical_Device_Problem_Codes_FDA_CDRH | C63311 | Air leak |  | Air leak(s)
FDA | Medical_Device_Problem_Codes_FDA_CDRH | C63309 | Alarm not visible
FDA | Medical_Device_Problem_Codes_FDA_CDRH | C63251 | Alarm, defective
FDA | Medical_Device_Problem_Codes_FDA_CDRH | C63247 | Alarm, delayed
FDA | Medical_Device_Problem_Codes_FDA_CDRH | C63049 | Alarm, low audible
FDA | Medical_Device_Problem_Codes_FDA_CDRH | C63310 | Alarm, not audible
FDA | Medical_Device_Problem_Codes_FDA_CDRH | C63308 | Ambient noise issue
FDA | Medical_Device_Problem_Codes_FDA_CDRH | C63307 | Ambient temperature tissue
FDA | Medical_Device_Problem_Codes_FDA_CDRH | C63282 | Ambient temperature, changes in
FDA | Medical_Device_Problem_Codes_FDA_CDRH | C63306 | Application interface becomes non-functional or program exits abnormally |  | Crash or lock-up
FDA | Medical_Device_Problem_Codes_FDA_CDRH | C63032 | Application problems
FDA | Medical_Device_Problem_Codes_FDA_CDRH | C63305 | Application program issue |  | Application problems
FDA | Medical_Device_Problem_Codes_FDA_CDRH | C63304 | Application program version or upgrade problem
FDA | Medical_Device_Problem_Codes_FDA_CDRH | C63301 | Arcing
FDA | Medical_Device_Problem_Codes_FDA_CDRH | C63303 | Arcing at electrodes
FDA | Medical_Device_Problem_Codes_FDA_CDRH | C63302 | Arcing at paddles
FDA | Medical_Device_Problem_Codes_FDA_CDRH | C63300 | Artifact
FDA | Medical_Device_Problem_Codes_FDA_CDRH | C63299 | Aspiration issue
FDA | Medical_Device_Problem_Codes_FDA_CDRH | C63106 | Autofill, unable to
FDA | Medical_Device_Problem_Codes_FDA_CDRH | C63297 | Bacterial contamination |  | Contamination, bacterial
FDA | Medical_Device_Problem_Codes_FDA_CDRH | C64334 | Battery impedance issue
FDA | Medical_Device_Problem_Codes_FDA_CDRH | C63030 | Battery issue
FDA | Medical_Device_Problem_Codes_FDA_CDRH | C63295 | Bent Optic
FDA | Medical_Device_Problem_Codes_FDA_CDRH | C63294 | Biocompatibility issue
FDA | Medical_Device_Problem_Codes_FDA_CDRH | C63293 | Biofilm coating
FDA | Medical_Device_Problem_Codes_FDA_CDRH | C63292 | Biological environmental factor
FDA | Medical_Device_Problem_Codes_FDA_CDRH | C63291 | Blank screen
FDA | Medical_Device_Problem_Codes_FDA_CDRH | C63290 | Bleed back
FDA | Medical_Device_Problem_Codes_FDA_CDRH | C63289 | Blockage
FDA | Medical_Device_Problem_Codes_FDA_CDRH | C63288 | Blocked connection
FDA | Medical_Device_Problem_Codes_FDA_CDRH | C63287 | Buckled material
FDA | Medical_Device_Problem_Codes_FDA_CDRH | C63286 | Burn of device or device component |  | Burn¦Burnt¦Burned
FDA | Medical_Device_Problem_Codes_FDA_CDRH | C63285 | Calcified |  | Calcification
FDA | Medical_Device_Problem_Codes_FDA_CDRH | C63284 | Calibration error |  | Miscalibration
FDA | Medical_Device_Problem_Codes_FDA_CDRH | C63028 | Calibration issue
FDA | Medical_Device_Problem_Codes_FDA_CDRH | C63283 | Capacitive coupling
FDA | Medical_Device_Problem_Codes_FDA_CDRH | C63027 | Capturing issue
FDA | Medical_Device_Problem_Codes_FDA_CDRH | C63026 | Charging issue
FDA | Medical_Device_Problem_Codes_FDA_CDRH | C63279 | Charred
FDA | Medical_Device_Problem_Codes_FDA_CDRH | C62945 | Chemical issue
FDA | Medical_Device_Problem_Codes_FDA_CDRH | C63278 | Chemical spillage
FDA | Medical_Device_Problem_Codes_FDA_CDRH | C63277 | Circuit Failure
FDA | Medical_Device_Problem_Codes_FDA_CDRH | C63276 | Cleaning disinfecting or sterilization problem during device use
FDA | Medical_Device_Problem_Codes_FDA_CDRH | C63024 | Clogged
FDA | Medical_Device_Problem_Codes_FDA_CDRH | C63275 | Clumping
FDA | Medical_Device_Problem_Codes_FDA_CDRH | C63274 | Coagulation
FDA | Medical_Device_Problem_Codes_FDA_CDRH | C63273 | Coiled
FDA | Medical_Device_Problem_Codes_FDA_CDRH | C63272 | Collapse |  | Collapse
FDA | Medical_Device_Problem_Codes_FDA_CDRH | C63271 | Communication or transmission issue
FDA | Medical_Device_Problem_Codes_FDA_CDRH | C63153 | Component falling |  | Component(s) falling
FDA | Medical_Device_Problem_Codes_FDA_CDRH | C63022 | Component incompatible |  | Component(s), incompatible
FDA | Medical_Device_Problem_Codes_FDA_CDRH | C63021 | Component missing |  | Components, missing
FDA | Medical_Device_Problem_Codes_FDA_CDRH | C63023 | Components, defective
FDA | Medical_Device_Problem_Codes_FDA_CDRH | C63270 | Computer operating system issue
FDA | Medical_Device_Problem_Codes_FDA_CDRH | C63269 | Computer software issue |  | Computer software error
FDA | Medical_Device_Problem_Codes_FDA_CDRH | C64349 | Computer software network issue
FDA | Medical_Device_Problem_Codes_FDA_CDRH | C64348 | Computer system security issue
FDA | Medical_Device_Problem_Codes_FDA_CDRH | C63191 | Conduct, failure to
FDA | Medical_Device_Problem_Codes_FDA_CDRH | C63267 | Confusing instruction
FDA | Medical_Device_Problem_Codes_FDA_CDRH | C62952 | Connection Issue
FDA | Medical_Device_Problem_Codes_FDA_CDRH | C63018 | Contamination during use |  | Contamination
FDA | Medical_Device_Problem_Codes_FDA_CDRH | C63017 | Contamination with biological material
FDA | Medical_Device_Problem_Codes_FDA_CDRH | C63016 | Contamination with blood or blood product |  | Blood contaminated device
FDA | Medical_Device_Problem_Codes_FDA_CDRH | C63265 | Continuous firing
FDA | Medical_Device_Problem_Codes_FDA_CDRH | C63263 | Corrosion |  | Corrode¦Corroded
FDA | Medical_Device_Problem_Codes_FDA_CDRH | C63261 | Cross reactivity
FDA | Medical_Device_Problem_Codes_FDA_CDRH | C63260 | Cut in material |  | Cut¦Cut(s)
FDA | Medical_Device_Problem_Codes_FDA_CDRH | C63258 | Data back-up problem
FDA | Medical_Device_Problem_Codes_FDA_CDRH | C63257 | Data corrupted
FDA | Medical_Device_Problem_Codes_FDA_CDRH | C62918 | Debris, metal shedding
FDA | Medical_Device_Problem_Codes_FDA_CDRH | C63256 | Decoupling
FDA | Medical_Device_Problem_Codes_FDA_CDRH | C63255 | Decrease in pressure |  | Pressure, decrease in
FDA | Medical_Device_Problem_Codes_FDA_CDRH | C63254 | Decrease in suction |  | Aspiration, incomplete¦Incomplete aspiration¦Suction, decrease in
FDA | Medical_Device_Problem_Codes_FDA_CDRH | C63252 | Decreased pump speed |  | Pump speed, decreased
FDA | Medical_Device_Problem_Codes_FDA_CDRH | C63253 | Decreased sensitivity |  | Sensitivity, decreased
FDA | Medical_Device_Problem_Codes_FDA_CDRH | C63250 | Defective item |  | Device, defective
FDA | Medical_Device_Problem_Codes_FDA_CDRH | C63249 | Deflation issue |  | Deflation difficulties
FDA | Medical_Device_Problem_Codes_FDA_CDRH | C62970 | Degraded |  | Material degradation
FDA | Medical_Device_Problem_Codes_FDA_CDRH | C63280 | Delayed charge time |  | Charge times, delayed
FDA | Medical_Device_Problem_Codes_FDA_CDRH | C63014 | Delivered as unsterile product |  | Nonsterility
FDA | Medical_Device_Problem_Codes_FDA_CDRH | C63246 | Delivery system failure
FDA | Medical_Device_Problem_Codes_FDA_CDRH | C63245 | Dent in material |  | Dent
FDA | Medical_Device_Problem_Codes_FDA_CDRH | C63013 | Deployment issue
FDA | Medical_Device_Problem_Codes_FDA_CDRH | C63242 | Detachment of device or device component |  | Device or device component detached
FDA | Medical_Device_Problem_Codes_FDA_CDRH | C63033 | Device alarm system issue |  | Alarm, failure to¦Alarm failure
FDA | Medical_Device_Problem_Codes_FDA_CDRH | C63025 | Device charging or battery issue
FDA | Medical_Device_Problem_Codes_FDA_CDRH | C63243 | Device component detached |  | Component(s), detachment of
FDA | Medical_Device_Problem_Codes_FDA_CDRH | C63020 | Device component or accessory incompatibility
FDA | Medical_Device_Problem_Codes_FDA_CDRH | C63012 | Device difficult to open or close
FDA | Medical_Device_Problem_Codes_FDA_CDRH | C63010 | Device difficult to prepare |  | Prep, difficult to
FDA | Medical_Device_Problem_Codes_FDA_CDRH | C63009 | Device difficult to use or set up
FDA | Medical_Device_Problem_Codes_FDA_CDRH | C63007 | Device electrical issue |  | Electrical failure
FDA | Medical_Device_Problem_Codes_FDA_CDRH | C63005 | Device electronic property issue
FDA | Medical_Device_Problem_Codes_FDA_CDRH | C63004 | Device emits Odor
FDA | Medical_Device_Problem_Codes_FDA_CDRH | C62998 | Device expiration date exceeded |  | Expiration date exceeded
FDA | Medical_Device_Problem_Codes_FDA_CDRH | C62982 | Device ingredient or reagent issue
FDA | Medical_Device_Problem_Codes_FDA_CDRH | C62979 | Device inoperable |  | Device, inoperable
FDA | Medical_Device_Problem_Codes_FDA_CDRH | C62996 | Device Issue |  | Malfunction¦Device failure
FDA | Medical_Device_Problem_Codes_FDA_CDRH | C62977 | Device maintenance issue |  | Maintain, failure to
FDA | Medical_Device_Problem_Codes_FDA_CDRH | C62976 | Device markings issue
FDA | Medical_Device_Problem_Codes_FDA_CDRH | C62955 | Device operates differently than expected
FDA | Medical_Device_Problem_Codes_FDA_CDRH | C62954 | Device operational issue
FDA | Medical_Device_Problem_Codes_FDA_CDRH | C62951 | Device or device component damaged by another device
FDA | Medical_Device_Problem_Codes_FDA_CDRH | C64341 | Device or device component incrementation issue
FDA | Medical_Device_Problem_Codes_FDA_CDRH | C63038 | Device or device fragments location unknown |  | Device/device fragments, unknown location of
FDA | Medical_Device_Problem_Codes_FDA_CDRH | C62946 | Device or device fragments remain in patient
FDA | Medical_Device_Problem_Codes_FDA_CDRH | C62941 | Device output issue
FDA | Medical_Device_Problem_Codes_FDA_CDRH | C62938 | Device performance issue |  | Performance
FDA | Medical_Device_Problem_Codes_FDA_CDRH | C62937 | Device physical property issue
FDA | Medical_Device_Problem_Codes_FDA_CDRH | C62935 | Device polarity switch
FDA | Medical_Device_Problem_Codes_FDA_CDRH | C62931 | Device remains activated
FDA | Medical_Device_Problem_Codes_FDA_CDRH | C62930 | Device remains implanted
FDA | Medical_Device_Problem_Codes_FDA_CDRH | C63238 | Device sensing issue
FDA | Medical_Device_Problem_Codes_FDA_CDRH | C62927 | Device setting does not match patient condition
FDA | Medical_Device_Problem_Codes_FDA_CDRH | C62921 | Device tipover
FDA | Medical_Device_Problem_Codes_FDA_CDRH | C62920 | Device unsafe to use
FDA | Medical_Device_Problem_Codes_FDA_CDRH | C63236 | Device-device incompatibility
FDA | Medical_Device_Problem_Codes_FDA_CDRH | C62919 | Device-patient incompatibility
FDA | Medical_Device_Problem_Codes_FDA_CDRH | C63035 | Difficult or delayed activation |  | Activation, difficult /delayed¦Activation, difficult or delayed
FDA | Medical_Device_Problem_Codes_FDA_CDRH | C63235 | Difficult to advance
FDA | Medical_Device_Problem_Codes_FDA_CDRH | C63244 | Difficult to deploy |  | Deploy, difficult to
FDA | Medical_Device_Problem_Codes_FDA_CDRH | C63317 | Difficult to flush |  | Flush, difficult to
FDA | Medical_Device_Problem_Codes_FDA_CDRH | C63234 | Difficult to fold |  | Fold, difficult to
FDA | Medical_Device_Problem_Codes_FDA_CDRH | C63233 | Difficult to insert |  | Insertion difficulties
FDA | Medical_Device_Problem_Codes_FDA_CDRH | C63232 | Difficult to interrogate |  | Interrogate, difficult to
FDA | Medical_Device_Problem_Codes_FDA_CDRH | C63231 | Difficult to open or remove packaging material
FDA | Medical_Device_Problem_Codes_FDA_CDRH | C63230 | Difficult to position |  | Positioning difficulties
FDA | Medical_Device_Problem_Codes_FDA_CDRH | C64339 | Difficult to program |  | Program, difficult to
FDA | Medical_Device_Problem_Codes_FDA_CDRH | C63228 | Difficult to remove |  | Removal difficulties
FDA | Medical_Device_Problem_Codes_FDA_CDRH | C63226 | Difficult to wedge |  | Wedge, difficult to
FDA | Medical_Device_Problem_Codes_FDA_CDRH | C63225 | Disassembly
FDA | Medical_Device_Problem_Codes_FDA_CDRH | C63223 | Disconnection |  | Broken Connection¦Disconnect
FDA | Medical_Device_Problem_Codes_FDA_CDRH | C63008 | Disinfection or sterilization issue
FDA | Medical_Device_Problem_Codes_FDA_CDRH | C62950 | Dislodged or dislocated |  | Dislocated¦Dislodged
FDA | Medical_Device_Problem_Codes_FDA_CDRH | C63221 | Display misread
FDA | Medical_Device_Problem_Codes_FDA_CDRH | C63220 | Dose calculation error due to software problem |  | Dose calculation error
FDA | Medical_Device_Problem_Codes_FDA_CDRH | C63219 | Dull
FDA | Medical_Device_Problem_Codes_FDA_CDRH | C63218 | Electrical overstress
FDA | Medical_Device_Problem_Codes_FDA_CDRH | C63217 | Electrical power problem
FDA | Medical_Device_Problem_Codes_FDA_CDRH | C63006 | Electrical resistance issue
FDA | Medical_Device_Problem_Codes_FDA_CDRH | C63216 | Electrical shorting
FDA | Medical_Device_Problem_Codes_FDA_CDRH | C63215 | Electromagnetic compatibility issue
FDA | Medical_Device_Problem_Codes_FDA_CDRH | C63214 | Electro-magnetic interference (EMI) |  | EMI
FDA | Medical_Device_Problem_Codes_FDA_CDRH | C63213 | Electro-static discharge
FDA | Medical_Device_Problem_Codes_FDA_CDRH | C63212 | Emergency power failure
FDA | Medical_Device_Problem_Codes_FDA_CDRH | C63001 | Energy output to patient tissue incorrect
FDA | Medical_Device_Problem_Codes_FDA_CDRH | C63000 | Energy spectrum incorrect
FDA | Medical_Device_Problem_Codes_FDA_CDRH | C63210 | Entrapment of device or device component |  | Entrapment
FDA | Medical_Device_Problem_Codes_FDA_CDRH | C63209 | Environmental control or utility issue
FDA | Medical_Device_Problem_Codes_FDA_CDRH | C63208 | Erosion
FDA | Medical_Device_Problem_Codes_FDA_CDRH | C63207 | Erratic display |  | Display, erratic
FDA | Medical_Device_Problem_Codes_FDA_CDRH | C63205 | Error message given
FDA | Medical_Device_Problem_Codes_FDA_CDRH | C63204 | Escape
FDA | Medical_Device_Problem_Codes_FDA_CDRH | C62882 | Excess flow or overinfusion |  | Overinfusion¦Overdelivery
FDA | Medical_Device_Problem_Codes_FDA_CDRH | C63202 | Excessive cooling
FDA | Medical_Device_Problem_Codes_FDA_CDRH | C63201 | Excessive manipulation
FDA | Medical_Device_Problem_Codes_FDA_CDRH | C63200 | Exit block
FDA | Medical_Device_Problem_Codes_FDA_CDRH | C62999 | Expiration date error
FDA | Medical_Device_Problem_Codes_FDA_CDRH | C62808 | Facilities issue |  | User facility issue
FDA | Medical_Device_Problem_Codes_FDA_CDRH | C63199 | Fail-safe design failure
FDA | Medical_Device_Problem_Codes_FDA_CDRH | C62997 | Fail-safe mechanism issue
FDA | Medical_Device_Problem_Codes_FDA_CDRH | C62989 | Failure of device to self-test
FDA | Medical_Device_Problem_Codes_FDA_CDRH | C63198 | Failure to advance |  | Advance, failure to
FDA | Medical_Device_Problem_Codes_FDA_CDRH | C63197 | Failure to align |  | Align, failure to
FDA | Medical_Device_Problem_Codes_FDA_CDRH | C63196 | Failure to analyze rhythm |  | Failure to diagnose rhythm¦Rhythm, failure to diagnose¦Rhythm, failure to analyze
FDA | Medical_Device_Problem_Codes_FDA_CDRH | C62995 | Failure to auto stop
FDA | Medical_Device_Problem_Codes_FDA_CDRH | C63195 | Failure to back-up |  | Back-up, failure to
FDA | Medical_Device_Problem_Codes_FDA_CDRH | C63194 | Failure to bond |  | Bond, failure to
FDA | Medical_Device_Problem_Codes_FDA_CDRH | C62994 | Failure to calibrate |  | Calibrate, failure to
FDA | Medical_Device_Problem_Codes_FDA_CDRH | C62993 | Failure to capture |  | Capture, failure to
FDA | Medical_Device_Problem_Codes_FDA_CDRH | C63193 | Failure to charge |  | Charge, failure to
FDA | Medical_Device_Problem_Codes_FDA_CDRH | C63192 | Failure to charge shock capacitors
FDA | Medical_Device_Problem_Codes_FDA_CDRH | C63190 | Failure to convert rhythm |  | Rhythm, failure to convert
FDA | Medical_Device_Problem_Codes_FDA_CDRH | C63189 | Failure to convert to back-up |  | Back-up, failure to convert to
FDA | Medical_Device_Problem_Codes_FDA_CDRH | C63188 | Failure to cut |  | Cut, failure to
FDA | Medical_Device_Problem_Codes_FDA_CDRH | C63187 | Failure to cycle |  | Cycle, failure to
FDA | Medical_Device_Problem_Codes_FDA_CDRH | C63186 | Failure to deliver |  | Deliver, failure to
FDA | Medical_Device_Problem_Codes_FDA_CDRH | C63185 | Failure to deliver countershock |  | Countershock, failure to deliver¦Failure to countershock
FDA | Medical_Device_Problem_Codes_FDA_CDRH | C63184 | Failure to deliver energy |  | Energy, failure to deliver
FDA | Medical_Device_Problem_Codes_FDA_CDRH | C63183 | Failure to deploy |  | Deploy, failure to
FDA | Medical_Device_Problem_Codes_FDA_CDRH | C63182 | Failure to diagnose rhythm |  | Rhythm, failure to diagnose
FDA | Medical_Device_Problem_Codes_FDA_CDRH | C63181 | Failure to discharge |  | Discharge, failure to
FDA | Medical_Device_Problem_Codes_FDA_CDRH | C63180 | Failure to disconnect |  | Disconnect, failure to
FDA | Medical_Device_Problem_Codes_FDA_CDRH | C63179 | Failure to disinfect |  | Disinfect, failure to¦Disinfection, inadequate/improper
FDA | Medical_Device_Problem_Codes_FDA_CDRH | C63178 | Failure to dry |  | Dry, failure to
FDA | Medical_Device_Problem_Codes_FDA_CDRH | C63177 | Failure to fire |  | Fire, failure to
FDA | Medical_Device_Problem_Codes_FDA_CDRH | C63176 | Failure to flush |  | Flush, failure to
FDA | Medical_Device_Problem_Codes_FDA_CDRH | C63175 | Failure to fold |  | Fold, failure to
FDA | Medical_Device_Problem_Codes_FDA_CDRH | C64328 | Failure to form staple
FDA | Medical_Device_Problem_Codes_FDA_CDRH | C63174 | Failure to infuse |  | Infuse, failure to
FDA | Medical_Device_Problem_Codes_FDA_CDRH | C63173 | Failure to interrogate |  | Interrogate, failure to
FDA | Medical_Device_Problem_Codes_FDA_CDRH | C63172 | Failure to obtain samples |  | Samples, failure to obtain
FDA | Medical_Device_Problem_Codes_FDA_CDRH | C63170 | Failure to override rhythm |  | Rhythm, failure to override
FDA | Medical_Device_Problem_Codes_FDA_CDRH | C63169 | Failure to pace |  | Pace, failure to
FDA | Medical_Device_Problem_Codes_FDA_CDRH | C62992 | Failure to power-up |  | Power-up, failure to
FDA | Medical_Device_Problem_Codes_FDA_CDRH | C63168 | Failure to prepare |  | Prep, failure to
FDA | Medical_Device_Problem_Codes_FDA_CDRH | C63167 | Failure to prime |  | Prime, failure to
FDA | Medical_Device_Problem_Codes_FDA_CDRH | C63166 | Failure to program |  | Program, failure to
FDA | Medical_Device_Problem_Codes_FDA_CDRH | C63165 | Failure to pump |  | Pump, failure to
FDA | Medical_Device_Problem_Codes_FDA_CDRH | C63164 | Failure to read input signal |  | Input signal, failure to read
FDA | Medical_Device_Problem_Codes_FDA_CDRH | C63241 | Failure to recalibrate |  | Recalibrate, failure to
FDA | Medical_Device_Problem_Codes_FDA_CDRH | C63163 | Failure to remove enzymatic cleaner |  | Enzymatic cleaner, failure to remove
FDA | Medical_Device_Problem_Codes_FDA_CDRH | C62991 | Failure to reset |  | Reset, failure to
FDA | Medical_Device_Problem_Codes_FDA_CDRH | C63162 | Failure to run on AC/DC |  | AC/DC, failure to run on
FDA | Medical_Device_Problem_Codes_FDA_CDRH | C62990 | Failure to run on portable mode |  | Portable mode, failure to run on
FDA | Medical_Device_Problem_Codes_FDA_CDRH | C63161 | Failure to select signal |  | Signal, failure to select
FDA | Medical_Device_Problem_Codes_FDA_CDRH | C63160 | Failure to sense |  | Sensing, none
FDA | Medical_Device_Problem_Codes_FDA_CDRH | C63159 | Failure to separate |  | Separate, failure to
FDA | Medical_Device_Problem_Codes_FDA_CDRH | C62928 | Failure to service |  | Service, failure to
FDA | Medical_Device_Problem_Codes_FDA_CDRH | C63158 | Failure to shock |  | Shock, failure to deliver
FDA | Medical_Device_Problem_Codes_FDA_CDRH | C62988 | Failure to shut off
FDA | Medical_Device_Problem_Codes_FDA_CDRH | C63157 | Failure to spike |  | Spike, failure to
FDA | Medical_Device_Problem_Codes_FDA_CDRH | C63155 | Failure to transmit record |  | Record, failure to transmit
FDA | Medical_Device_Problem_Codes_FDA_CDRH | C62949 | Failure to unfold or unwrap |  | Difficult to unfold or unwrap
FDA | Medical_Device_Problem_Codes_FDA_CDRH | C63154 | Failure to unwrap |  | Unwrap, failure to
FDA | Medical_Device_Problem_Codes_FDA_CDRH | C62987 | Failure to zero |  | Zero, failure to
FDA | Medical_Device_Problem_Codes_FDA_CDRH | C63152 | False alarm |  | Alarm, false
FDA | Medical_Device_Problem_Codes_FDA_CDRH | C63151 | False claim in device label |  | False claim
FDA | Medical_Device_Problem_Codes_FDA_CDRH | C63149 | False negative result
FDA | Medical_Device_Problem_Codes_FDA_CDRH | C63150 | False output
FDA | Medical_Device_Problem_Codes_FDA_CDRH | C63147 | False positive result
FDA | Medical_Device_Problem_Codes_FDA_CDRH | C63145 | False readings
FDA | Medical_Device_Problem_Codes_FDA_CDRH | C63148 | False-negative test result
FDA | Medical_Device_Problem_Codes_FDA_CDRH | C63146 | False-positive test result
FDA | Medical_Device_Problem_Codes_FDA_CDRH | C63144 | Filling problem
FDA | Medical_Device_Problem_Codes_FDA_CDRH | C62986 | Filtration Issue
FDA | Medical_Device_Problem_Codes_FDA_CDRH | C62985 | Filtration process, inadequate
FDA | Medical_Device_Problem_Codes_FDA_CDRH | C63143 | Fire
FDA | Medical_Device_Problem_Codes_FDA_CDRH | C63142 | Fitting problem |  | Fitting problems
FDA | Medical_Device_Problem_Codes_FDA_CDRH | C63141 | Flaked device material |  | Flaking¦Flaked
FDA | Medical_Device_Problem_Codes_FDA_CDRH | C62984 | Flammable
FDA | Medical_Device_Problem_Codes_FDA_CDRH | C63140 | Flare or flash
FDA | Medical_Device_Problem_Codes_FDA_CDRH | C63139 | Flashpoint threshold met
FDA | Medical_Device_Problem_Codes_FDA_CDRH | C63137 | Fluid leak |  | Fluid leak(s)
FDA | Medical_Device_Problem_Codes_FDA_CDRH | C63136 | Fluid or volume, increased |  | Fluid/volume, increased
FDA | Medical_Device_Problem_Codes_FDA_CDRH | C63135 | Fogging
FDA | Medical_Device_Problem_Codes_FDA_CDRH | C63134 | Folded |  | Fold
FDA | Medical_Device_Problem_Codes_FDA_CDRH | C63133 | Foreign material present in device |  | Foreign material
FDA | Medical_Device_Problem_Codes_FDA_CDRH | C63132 | Fracture |  | Fracture(s) of device/material
FDA | Medical_Device_Problem_Codes_FDA_CDRH | C62969 | Fragmentation
FDA | Medical_Device_Problem_Codes_FDA_CDRH | C63130 | Free or unrestricted flow
FDA | Medical_Device_Problem_Codes_FDA_CDRH | C63129 | Fumes or vapors |  | Fumes/vapors
FDA | Medical_Device_Problem_Codes_FDA_CDRH | C63128 | Fungus
FDA | Medical_Device_Problem_Codes_FDA_CDRH | C63127 | Gas leak
FDA | Medical_Device_Problem_Codes_FDA_CDRH | C63316 | Gel leak |  | Gel leakage
FDA | Medical_Device_Problem_Codes_FDA_CDRH | C63126 | Gradient increase
FDA | Medical_Device_Problem_Codes_FDA_CDRH | C63125 | Grounding malfunction
FDA | Medical_Device_Problem_Codes_FDA_CDRH | C64336 | High battery impedance
FDA | Medical_Device_Problem_Codes_FDA_CDRH | C63124 | High impedance |  | Impedance, high
FDA | Medical_Device_Problem_Codes_FDA_CDRH | C62981 | High pH |  | pH, high
FDA | Medical_Device_Problem_Codes_FDA_CDRH | C63123 | High Readings |  | Readings, high
FDA | Medical_Device_Problem_Codes_FDA_CDRH | C63122 | High test results |  | Test results, high
FDA | Medical_Device_Problem_Codes_FDA_CDRH | C63121 | High threshold |  | Threshold, high
FDA | Medical_Device_Problem_Codes_FDA_CDRH | C63120 | Hole in material |  | Hole¦Hole(s)
FDA | Medical_Device_Problem_Codes_FDA_CDRH | C63119 | Hot oil leak
FDA | Medical_Device_Problem_Codes_FDA_CDRH | C63118 | Human factors issue
FDA | Medical_Device_Problem_Codes_FDA_CDRH | C63117 | Image display error
FDA | Medical_Device_Problem_Codes_FDA_CDRH | C62887 | Image orientation incorrect
FDA | Medical_Device_Problem_Codes_FDA_CDRH | C62871 | Image resolution poor
FDA | Medical_Device_Problem_Codes_FDA_CDRH | C63115 | Image reversal
FDA | Medical_Device_Problem_Codes_FDA_CDRH | C63114 | Impedance issue
FDA | Medical_Device_Problem_Codes_FDA_CDRH | C63113 | Imprecision
FDA | Medical_Device_Problem_Codes_FDA_CDRH | C63112 | Improper alarm
FDA | Medical_Device_Problem_Codes_FDA_CDRH | C63111 | Improper chemical reaction
FDA | Medical_Device_Problem_Codes_FDA_CDRH | C63107 | Improper device rinsing |  | Rinsing, improper
FDA | Medical_Device_Problem_Codes_FDA_CDRH | C63110 | Improper flow or infusion
FDA | Medical_Device_Problem_Codes_FDA_CDRH | C63109 | Improper gas output |  | Gas output, improper
FDA | Medical_Device_Problem_Codes_FDA_CDRH | C62862 | Improper or incorrect procedure |  | Improper or incorrect method¦Method improper/incorrect¦Procedure, improper/incorrect
FDA | Medical_Device_Problem_Codes_FDA_CDRH | C63108 | Improper output
FDA | Medical_Device_Problem_Codes_FDA_CDRH | C63105 | Inability to irrigate |  | Irrigate, inability to
FDA | Medical_Device_Problem_Codes_FDA_CDRH | C63104 | Inaccurate delivery |  | Delivery, inaccurate
FDA | Medical_Device_Problem_Codes_FDA_CDRH | C63103 | Inaccurate dispensing
FDA | Medical_Device_Problem_Codes_FDA_CDRH | C63102 | Inaccurate flowrate |  | Flowrate, inaccurate
FDA | Medical_Device_Problem_Codes_FDA_CDRH | C63101 | Inaccurate synchronization |  | Synchronization, inaccurate
FDA | Medical_Device_Problem_Codes_FDA_CDRH | C63099 | Inadequate device cleaning |  | Clean, failure to¦Cleaning, inadequate
FDA | Medical_Device_Problem_Codes_FDA_CDRH | C62870 | Inadequate lighting
FDA | Medical_Device_Problem_Codes_FDA_CDRH | C63096 | Inadequate resistance |  | Resistance, inadequate
FDA | Medical_Device_Problem_Codes_FDA_CDRH | C63098 | Inadequate service |  | Service, inadequate
FDA | Medical_Device_Problem_Codes_FDA_CDRH | C63100 | Inadequate user interface
FDA | Medical_Device_Problem_Codes_FDA_CDRH | C63094 | Inappropriate prompts |  | Prompts, inappropriate
FDA | Medical_Device_Problem_Codes_FDA_CDRH | C63031 | Inappropriate reset to default
FDA | Medical_Device_Problem_Codes_FDA_CDRH | C63093 | Inappropriate shock |  | Shock, inappropriate
FDA | Medical_Device_Problem_Codes_FDA_CDRH | C63092 | Inaudible voice prompts |  | Prompts, inaudible voice
FDA | Medical_Device_Problem_Codes_FDA_CDRH | C62983 | Incompatibility problem |  | Compatibility
FDA | Medical_Device_Problem_Codes_FDA_CDRH | C63090 | Incomplete Cooptation |  | Incomplete cooptation
FDA | Medical_Device_Problem_Codes_FDA_CDRH | C63089 | Incomplete instruction
FDA | Medical_Device_Problem_Codes_FDA_CDRH | C63318 | Incorrect care or use of device |  | Device, incorrect care/use of
FDA | Medical_Device_Problem_Codes_FDA_CDRH | C63264 | Incorrect control settings |  | Control settings incorrect
FDA | Medical_Device_Problem_Codes_FDA_CDRH | C63084 | Incorrect device component shipped
FDA | Medical_Device_Problem_Codes_FDA_CDRH | C63088 | Incorrect display |  | Display, incorrect
FDA | Medical_Device_Problem_Codes_FDA_CDRH | C63206 | Incorrect error code
FDA | Medical_Device_Problem_Codes_FDA_CDRH | C63087 | Incorrect instruction |  | Instructions, incorrect
FDA | Medical_Device_Problem_Codes_FDA_CDRH | C63085 | Incorrect measurement |  | Measurements, inaccurate
FDA | Medical_Device_Problem_Codes_FDA_CDRH | C62848 | Incorrect or inadequate result |  | Results incorrect
FDA | Medical_Device_Problem_Codes_FDA_CDRH | C62829 | Incorrect or inadequate test results |  | Test results, inaccurate
FDA | Medical_Device_Problem_Codes_FDA_CDRH | C63082 | Incorrect product |  | Product, incorrect
FDA | Medical_Device_Problem_Codes_FDA_CDRH | C63081 | Incorrect programming calculations |  | Programming calculations, incorrect
FDA | Medical_Device_Problem_Codes_FDA_CDRH | C63086 | Incorrect rhythm interpretation |  | Rhythm, incorrect interpretation of
FDA | Medical_Device_Problem_Codes_FDA_CDRH | C63080 | Increase in pressure |  | Pressure, increase in
FDA | Medical_Device_Problem_Codes_FDA_CDRH | C63079 | Increase in suction |  | Aspiration, excessive¦Suction, increase in¦Excessive aspiration
FDA | Medical_Device_Problem_Codes_FDA_CDRH | C63077 | Increased pump speed |  | Pump speed, increased
FDA | Medical_Device_Problem_Codes_FDA_CDRH | C63078 | Increased sensitivity |  | Sensitivity, increased
FDA | Medical_Device_Problem_Codes_FDA_CDRH | C63076 | Inflation issue |  | Inflation difficulties
FDA | Medical_Device_Problem_Codes_FDA_CDRH | C63075 | Infusion or flow issue
FDA | Medical_Device_Problem_Codes_FDA_CDRH | C63266 | Ingradient or reagent contamination
FDA | Medical_Device_Problem_Codes_FDA_CDRH | C63074 | Installation-related problem |  | Installation error
FDA | Medical_Device_Problem_Codes_FDA_CDRH | C63073 | Instruction for device use is contrary to standard of medical care
FDA | Medical_Device_Problem_Codes_FDA_CDRH | C63072 | Instruction for use issue |  | Instructions, inadequate
FDA | Medical_Device_Problem_Codes_FDA_CDRH | C63071 | Insufficient cooling |  | Cooling, inadequate
FDA | Medical_Device_Problem_Codes_FDA_CDRH | C62823 | Insufficient flow or underinfusion |  | Underinfusion¦Underdelivery
FDA | Medical_Device_Problem_Codes_FDA_CDRH | C63070 | Insufficient heating |  | Heating, inadequate
FDA | Medical_Device_Problem_Codes_FDA_CDRH | C63069 | Intermittent capture |  | Capture, intermittent
FDA | Medical_Device_Problem_Codes_FDA_CDRH | C63068 | Intermittent continuity |  | Continuity, intermittent
FDA | Medical_Device_Problem_Codes_FDA_CDRH | C63067 | Intermittent infusion, |  | Infusion, intermittent
FDA | Medical_Device_Problem_Codes_FDA_CDRH | C63064 | Intermittent shock |  | Shock, intermittent
FDA | Medical_Device_Problem_Codes_FDA_CDRH | C63063 | Invagination
FDA | Medical_Device_Problem_Codes_FDA_CDRH | C63062 | Invalid capturing
FDA | Medical_Device_Problem_Codes_FDA_CDRH | C63061 | Invalid sensing |  | Sensing, invalid
FDA | Medical_Device_Problem_Codes_FDA_CDRH | C63019 | Item contaminated during manufacturing or shipping
FDA | Medical_Device_Problem_Codes_FDA_CDRH | C63015 | Item damaged prior to use |  | Damage, internal/external¦Damaged item
FDA | Medical_Device_Problem_Codes_FDA_CDRH | C63060 | Kinked |  | Kink¦Kinked material
FDA | Medical_Device_Problem_Codes_FDA_CDRH | C63059 | Knotted |  | Knot¦Knotted material
FDA | Medical_Device_Problem_Codes_FDA_CDRH | C63319 | Labeling or Instruction for use issue
FDA | Medical_Device_Problem_Codes_FDA_CDRH | C63058 | Leak |  | Leak(s)
FDA | Medical_Device_Problem_Codes_FDA_CDRH | C63057 | Light interference
FDA | Medical_Device_Problem_Codes_FDA_CDRH | C63056 | Looping
FDA | Medical_Device_Problem_Codes_FDA_CDRH | C63055 | Loose connection |  | Connection(s), loose
FDA | Medical_Device_Problem_Codes_FDA_CDRH | C63054 | Loss of augmentation |  | Augmentation, loss of
FDA | Medical_Device_Problem_Codes_FDA_CDRH | C63052 | Loss of power |  | Power, loss of
FDA | Medical_Device_Problem_Codes_FDA_CDRH | C63051 | Loss of resistance |  | Resistance, loss of
FDA | Medical_Device_Problem_Codes_FDA_CDRH | C63050 | Loss of threshold |  | Threshold, loss of
FDA | Medical_Device_Problem_Codes_FDA_CDRH | C63048 | Low battery |  | Battery, low
FDA | Medical_Device_Problem_Codes_FDA_CDRH | C64335 | Low battery impedance
FDA | Medical_Device_Problem_Codes_FDA_CDRH | C63047 | Low impedance |  | Impedance, low
FDA | Medical_Device_Problem_Codes_FDA_CDRH | C62980 | Low pH |  | pH, low
FDA | Medical_Device_Problem_Codes_FDA_CDRH | C63046 | Low readings |  | Readings, low
FDA | Medical_Device_Problem_Codes_FDA_CDRH | C63045 | Low test results |  | Test results, low
FDA | Medical_Device_Problem_Codes_FDA_CDRH | C63044 | Low threshold |  | Threshold, low
FDA | Medical_Device_Problem_Codes_FDA_CDRH | C62978 | Maintenance does not comply to manufacturers recommendations |  | Maintenance not to manufacturers recommendations
FDA | Medical_Device_Problem_Codes_FDA_CDRH | C63043 | Malposition of device |  | Malposition
FDA | Medical_Device_Problem_Codes_FDA_CDRH | C63042 | Malware infection |  | Computer virus infection¦Network worm infection
FDA | Medical_Device_Problem_Codes_FDA_CDRH | C63041 | Manufacturing or shipping issue
FDA | Medical_Device_Problem_Codes_FDA_CDRH | C62975 | Markings unclear
FDA | Medical_Device_Problem_Codes_FDA_CDRH | C62974 | Markings worn out
FDA | Medical_Device_Problem_Codes_FDA_CDRH | C63296 | Material bent |  | Bend material¦Bent
FDA | Medical_Device_Problem_Codes_FDA_CDRH | C62973 | Material break |  | Break¦Device breakage
FDA | Medical_Device_Problem_Codes_FDA_CDRH | C62972 | Material burst |  | Burst
FDA | Medical_Device_Problem_Codes_FDA_CDRH | C62971 | Material crack |  | Crack¦Crack(s)
FDA | Medical_Device_Problem_Codes_FDA_CDRH | C63248 | Material deformation
FDA | Medical_Device_Problem_Codes_FDA_CDRH | C63224 | Material discolored |  | Discolored
FDA | Medical_Device_Problem_Codes_FDA_CDRH | C63222 | Material disintegration |  | Disintegrate
FDA | Medical_Device_Problem_Codes_FDA_CDRH | C63131 | Material frayed |  | Frayed
FDA | Medical_Device_Problem_Codes_FDA_CDRH | C62968 | Material integrity issue
FDA | Medical_Device_Problem_Codes_FDA_CDRH | C62908 | Material molten |  | Melted¦Melts
FDA | Medical_Device_Problem_Codes_FDA_CDRH | C62895 | Material opacified |  | Opaque¦Opacification
FDA | Medical_Device_Problem_Codes_FDA_CDRH | C62967 | Material perforation |  | Perforation
FDA | Medical_Device_Problem_Codes_FDA_CDRH | C62966 | Material puncture |  | Puncture
FDA | Medical_Device_Problem_Codes_FDA_CDRH | C62847 | Material rigid or stiff |  | Rigid or stiff¦Rigid
FDA | Medical_Device_Problem_Codes_FDA_CDRH | C62965 | Material rupture |  | Rupture
FDA | Medical_Device_Problem_Codes_FDA_CDRH | C62964 | Material separation |  | Separates¦Separation
FDA | Medical_Device_Problem_Codes_FDA_CDRH | C62963 | Material split |  | Split¦Splitting
FDA | Medical_Device_Problem_Codes_FDA_CDRH | C62835 | Material stretched |  | Stretched
FDA | Medical_Device_Problem_Codes_FDA_CDRH | C64340 | Material torqued |  | Torqued
FDA | Medical_Device_Problem_Codes_FDA_CDRH | C62962 | Material twisted |  | Twisting
FDA | Medical_Device_Problem_Codes_FDA_CDRH | C63040 | Measurement system incompatibility
FDA | Medical_Device_Problem_Codes_FDA_CDRH | C62961 | Mechanical issue |  | Mechanical failure
FDA | Medical_Device_Problem_Codes_FDA_CDRH | C63039 | Mechanical jam
FDA | Medical_Device_Problem_Codes_FDA_CDRH | C62960 | Mechanics altered
FDA | Medical_Device_Problem_Codes_FDA_CDRH | C62917 | Migration of device or device component |  | Migration
FDA | Medical_Device_Problem_Codes_FDA_CDRH | C62959 | Misapplied device |  | Misapplication
FDA | Medical_Device_Problem_Codes_FDA_CDRH | C62958 | Misassembled by users |  | Misassembly
FDA | Medical_Device_Problem_Codes_FDA_CDRH | C62957 | Misassembled during manufacturing or shipping
FDA | Medical_Device_Problem_Codes_FDA_CDRH | C62915 | Misconnection |  | Improper connection
FDA | Medical_Device_Problem_Codes_FDA_CDRH | C62914 | Misfire
FDA | Medical_Device_Problem_Codes_FDA_CDRH | C62913 | Misfocusing
FDA | Medical_Device_Problem_Codes_FDA_CDRH | C62912 | Missing device instruction
FDA | Medical_Device_Problem_Codes_FDA_CDRH | C62911 | Missing device label |  | Labeling, missing
FDA | Medical_Device_Problem_Codes_FDA_CDRH | C62901 | Missing device markings |  | Markings, none¦No markings on device
FDA | Medical_Device_Problem_Codes_FDA_CDRH | C62910 | Moisture damage
FDA | Medical_Device_Problem_Codes_FDA_CDRH | C62909 | Moisture or humidity problem
FDA | Medical_Device_Problem_Codes_FDA_CDRH | C62907 | Mushroomed
FDA | Medical_Device_Problem_Codes_FDA_CDRH | C62906 | Naturally Worn
FDA | Medical_Device_Problem_Codes_FDA_CDRH | C64343 | No code available
FDA | Medical_Device_Problem_Codes_FDA_CDRH | C62900 | No device output |  | Output, none
FDA | Medical_Device_Problem_Codes_FDA_CDRH | C62904 | No display or display failure |  | Display, failure to
FDA | Medical_Device_Problem_Codes_FDA_CDRH | C62903 | No fail-safe mechanism
FDA | Medical_Device_Problem_Codes_FDA_CDRH | C62902 | No flow
FDA | Medical_Device_Problem_Codes_FDA_CDRH | C53269 | No Information Available |  | No Answer Provided
FDA | Medical_Device_Problem_Codes_FDA_CDRH | C64243 | No Pressure
FDA | Medical_Device_Problem_Codes_FDA_CDRH | C62899 | No voice prompts |  | Prompts, no voice
FDA | Medical_Device_Problem_Codes_FDA_CDRH | C62898 | Nonstandard
FDA | Medical_Device_Problem_Codes_FDA_CDRH | C48660 | Not Applicable
FDA | Medical_Device_Problem_Codes_FDA_CDRH | C62897 | Obstruction within device |  | Obstruction
FDA | Medical_Device_Problem_Codes_FDA_CDRH | C62896 | Occlusion |  | Plugged
FDA | Medical_Device_Problem_Codes_FDA_CDRH | C62894 | Operating system interface becomes non-functional
FDA | Medical_Device_Problem_Codes_FDA_CDRH | C62893 | Operating system version or upgrade problem
FDA | Medical_Device_Problem_Codes_FDA_CDRH | C62892 | Operator calculation or calibration error
FDA | Medical_Device_Problem_Codes_FDA_CDRH | C62891 | Optical decentration |  | Lens, decentration of
FDA | Medical_Device_Problem_Codes_FDA_CDRH | C62890 | Optical discoloration
FDA | Medical_Device_Problem_Codes_FDA_CDRH | C62889 | Optical distortion
FDA | Medical_Device_Problem_Codes_FDA_CDRH | C62953 | Optical issue
FDA | Medical_Device_Problem_Codes_FDA_CDRH | C62888 | Optical obstruction
FDA | Medical_Device_Problem_Codes_FDA_CDRH | C63171 | Osseointegrate, failure to
FDA | Medical_Device_Problem_Codes_FDA_CDRH | C62886 | Osseointegration issue
FDA | Medical_Device_Problem_Codes_FDA_CDRH | C63053 | Osseointegration, loss of
FDA | Medical_Device_Problem_Codes_FDA_CDRH | C17649 | Other |  | Other¦Other¦Other (For Use When An Appropriate Patient Code Cannot Be Identified)
FDA | Medical_Device_Problem_Codes_FDA_CDRH | C62944 | Out-of-box failure
FDA | Medical_Device_Problem_Codes_FDA_CDRH | C62943 | Output above specifications
FDA | Medical_Device_Problem_Codes_FDA_CDRH | C62942 | Output below specifications
FDA | Medical_Device_Problem_Codes_FDA_CDRH | C63002 | Output energy incorrect
FDA | Medical_Device_Problem_Codes_FDA_CDRH | C62884 | Overfill
FDA | Medical_Device_Problem_Codes_FDA_CDRH | C62883 | Overheating of device or device component |  | Overheat
FDA | Medical_Device_Problem_Codes_FDA_CDRH | C62881 | Oversensing
FDA | Medical_Device_Problem_Codes_FDA_CDRH | C62880 | Pacer found in back-up mode
FDA | Medical_Device_Problem_Codes_FDA_CDRH | C63298 | Pacing asynchronously
FDA | Medical_Device_Problem_Codes_FDA_CDRH | C63097 | Pacing inadequately
FDA | Medical_Device_Problem_Codes_FDA_CDRH | C63066 | Pacing intermittently
FDA | Medical_Device_Problem_Codes_FDA_CDRH | C63240 | Packaging compromised
FDA | Medical_Device_Problem_Codes_FDA_CDRH | C62940 | Packaging incomplete or missing |  | Packaging, incomplete/missing
FDA | Medical_Device_Problem_Codes_FDA_CDRH | C62939 | Packaging issue
FDA | Medical_Device_Problem_Codes_FDA_CDRH | C62831 | Packaging, tears, rips, holes in
FDA | Medical_Device_Problem_Codes_FDA_CDRH | C62810 | Packaging, unsealed
FDA | Medical_Device_Problem_Codes_FDA_CDRH | C63083 | Parameter calculation error due to software problem |  | Parameter calculations, incorrect
FDA | Medical_Device_Problem_Codes_FDA_CDRH | C62879 | Particulates
FDA | Medical_Device_Problem_Codes_FDA_CDRH | C62878 | Peeled device material |  | Peeled¦Peeling
FDA | Medical_Device_Problem_Codes_FDA_CDRH | C62876 | Perivalvular leak |  | Leak(s), perivalvular¦Paravalvular leak¦Paravalvular leak(s)
FDA | Medical_Device_Problem_Codes_FDA_CDRH | C62875 | Physical resistance |  | Resistance, physical
FDA | Medical_Device_Problem_Codes_FDA_CDRH | C62874 | Pitted |  | Pitting
FDA | Medical_Device_Problem_Codes_FDA_CDRH | C62873 | Plunge
FDA | Medical_Device_Problem_Codes_FDA_CDRH | C62872 | Pocket stimulation
FDA | Medical_Device_Problem_Codes_FDA_CDRH | C62869 | Poor quality image |  | Monitor, image quality poor
FDA | Medical_Device_Problem_Codes_FDA_CDRH | C62916 | Power calculation error due to software problem |  | Power, miscalculation of
FDA | Medical_Device_Problem_Codes_FDA_CDRH | C62868 | Power surge
FDA | Medical_Device_Problem_Codes_FDA_CDRH | C62867 | Pre or post-pumping problem |  | Pre/post-pumping problems
FDA | Medical_Device_Problem_Codes_FDA_CDRH | C62866 | Precipitate
FDA | Medical_Device_Problem_Codes_FDA_CDRH | C62863 | Premature deployment |  | Premature system activation
FDA | Medical_Device_Problem_Codes_FDA_CDRH | C62864 | Premature discharge of battery |  | Battery, premature discharge of
FDA | Medical_Device_Problem_Codes_FDA_CDRH | C63315 | Premature elective replacement indicator |  | Premature ERI
FDA | Medical_Device_Problem_Codes_FDA_CDRH | C63320 | Premature end-of-life indicator |  | Premature EOL
FDA | Medical_Device_Problem_Codes_FDA_CDRH | C62865 | Premature indicator activation
FDA | Medical_Device_Problem_Codes_FDA_CDRH | C62934 | Pressure issue
FDA | Medical_Device_Problem_Codes_FDA_CDRH | C62933 | Pre-use inspection not performed
FDA | Medical_Device_Problem_Codes_FDA_CDRH | C62956 | Product mislabeled |  | Mislabeled
FDA | Medical_Device_Problem_Codes_FDA_CDRH | C62948 | Product quality issue |  | Device or device component quality issue¦Quality, unsatisfactory or poor
FDA | Medical_Device_Problem_Codes_FDA_CDRH | C62839 | Programming issue
FDA | Medical_Device_Problem_Codes_FDA_CDRH | C62861 | Prompts will not clear
FDA | Medical_Device_Problem_Codes_FDA_CDRH | C62932 | Protective measure issue
FDA | Medical_Device_Problem_Codes_FDA_CDRH | C62860 | Pumping issue
FDA | Medical_Device_Problem_Codes_FDA_CDRH | C62859 | Pumping stopped |  | Pumping, stopped
FDA | Medical_Device_Problem_Codes_FDA_CDRH | C62858 | Radiation delivered to incorrect body area
FDA | Medical_Device_Problem_Codes_FDA_CDRH | C62857 | Radiation leak |  | Leak, radiation
FDA | Medical_Device_Problem_Codes_FDA_CDRH | C62856 | Radio signal problem |  | Radio signal problems
FDA | Medical_Device_Problem_Codes_FDA_CDRH | C62855 | Radiofrequency interference (RFI) |  | RFI
FDA | Medical_Device_Problem_Codes_FDA_CDRH | C62854 | Reflux within device |  | Reflux
FDA | Medical_Device_Problem_Codes_FDA_CDRH | C62853 | Rejection
FDA | Medical_Device_Problem_Codes_FDA_CDRH | C62852 | Reset Issue
FDA | Medical_Device_Problem_Codes_FDA_CDRH | C62851 | Resetting of shock counters |  | Shock counters, resetting of
FDA | Medical_Device_Problem_Codes_FDA_CDRH | C62850 | Residue after decontamination |  | Residue
FDA | Medical_Device_Problem_Codes_FDA_CDRH | C62849 | Restricted flowrate |  | Flowrate, restricted
FDA | Medical_Device_Problem_Codes_FDA_CDRH | C62929 | Retraction problem |  | Retract, failure to
FDA | Medical_Device_Problem_Codes_FDA_CDRH | C62846 | Scratched material |  | Scratched
FDA | Medical_Device_Problem_Codes_FDA_CDRH | C62845 | Sediment, precipitate or deposit in device or device ingredient
FDA | Medical_Device_Problem_Codes_FDA_CDRH | C62844 | Self-activation or keying |  | Self-activation/keying
FDA | Medical_Device_Problem_Codes_FDA_CDRH | C63065 | Sensing intermittently
FDA | Medical_Device_Problem_Codes_FDA_CDRH | C62926 | Shelf life exceeded
FDA | Medical_Device_Problem_Codes_FDA_CDRH | C62842 | Shielding failure
FDA | Medical_Device_Problem_Codes_FDA_CDRH | C62925 | Shipping damage or problem
FDA | Medical_Device_Problem_Codes_FDA_CDRH | C62841 | Short fill
FDA | Medical_Device_Problem_Codes_FDA_CDRH | C62947 | Size incorrect for patient |  | Size, incorrect
FDA | Medical_Device_Problem_Codes_FDA_CDRH | C62840 | Slippage of device or device component |  | Slippage
FDA | Medical_Device_Problem_Codes_FDA_CDRH | C63003 | Smoking |  | Smoke
FDA | Medical_Device_Problem_Codes_FDA_CDRH | C62838 | Solder joint failure
FDA | Medical_Device_Problem_Codes_FDA_CDRH | C62837 | Spark
FDA | Medical_Device_Problem_Codes_FDA_CDRH | C63156 | Sterilization failure |  | Sterilization, inadequate¦Failure to sterilize
FDA | Medical_Device_Problem_Codes_FDA_CDRH | C62836 | Sticking
FDA | Medical_Device_Problem_Codes_FDA_CDRH | C62924 | Stops intermittently
FDA | Medical_Device_Problem_Codes_FDA_CDRH | C63095 | Storage inadequate |  | Storage, inadequate
FDA | Medical_Device_Problem_Codes_FDA_CDRH | C62834 | Strikethrough
FDA | Medical_Device_Problem_Codes_FDA_CDRH | C62923 | Structural problem |  | Structural failure
FDA | Medical_Device_Problem_Codes_FDA_CDRH | C62833 | Suction issue |  | Suction failure
FDA | Medical_Device_Problem_Codes_FDA_CDRH | C62830 | Telemetry discrepancy
FDA | Medical_Device_Problem_Codes_FDA_CDRH | C62922 | Temperature issue
FDA | Medical_Device_Problem_Codes_FDA_CDRH | C62828 | Therapeutic or diagnostic output failure
FDA | Medical_Device_Problem_Codes_FDA_CDRH | C63138 | Tidal volume fluctuations
FDA | Medical_Device_Problem_Codes_FDA_CDRH | C62832 | Torn material
FDA | Medical_Device_Problem_Codes_FDA_CDRH | C62827 | Ultrafiltration
FDA | Medical_Device_Problem_Codes_FDA_CDRH | C62826 | Unable to obtain readings |  | Readings, unable to obtain
FDA | Medical_Device_Problem_Codes_FDA_CDRH | C63259 | Unauthorized access to computer system
FDA | Medical_Device_Problem_Codes_FDA_CDRH | C62825 | Uncoiled
FDA | Medical_Device_Problem_Codes_FDA_CDRH | C62822 | Undersensing
FDA | Medical_Device_Problem_Codes_FDA_CDRH | C62821 | Unexpected therapeutic results |  | Therapeutic results, unexpected
FDA | Medical_Device_Problem_Codes_FDA_CDRH | C62820 | Unintended arm motion |  | Arm motion, unintended
FDA | Medical_Device_Problem_Codes_FDA_CDRH | C62819 | Unintended collision |  | Collision, unintended
FDA | Medical_Device_Problem_Codes_FDA_CDRH | C62818 | Unintended device energization |  | Device energization, unintended
FDA | Medical_Device_Problem_Codes_FDA_CDRH | C62817 | Unintended ejection of film cartridge |  | Film cartridge ejection, unintended
FDA | Medical_Device_Problem_Codes_FDA_CDRH | C62816 | Unintended head motion |  | Head motion, unintended
FDA | Medical_Device_Problem_Codes_FDA_CDRH | C62815 | Unintended magnet quench |  | Magnet quench, unintended
FDA | Medical_Device_Problem_Codes_FDA_CDRH | C62814 | Unintended movement
FDA | Medical_Device_Problem_Codes_FDA_CDRH | C62813 | Unintended system motion |  | System motion, unintended
FDA | Medical_Device_Problem_Codes_FDA_CDRH | C62812 | Unit inactivated
FDA | Medical_Device_Problem_Codes_FDA_CDRH | C17998 | Unknown |  | Unknown (For Use When The Patients Condition Is Not Known)
FDA | Medical_Device_Problem_Codes_FDA_CDRH | C62811 | Unravel
FDA | Medical_Device_Problem_Codes_FDA_CDRH | C62809 | Unstable
FDA | Medical_Device_Problem_Codes_FDA_CDRH | C62807 | Ventilation issue in device environment
FDA | Medical_Device_Problem_Codes_FDA_CDRH | C62806 | Vibration
FDA | Medical_Device_Problem_Codes_FDA_CDRH | C62805 | Volume accuracy issue |  | Volume accuracy
FDA | Medical_Device_Problem_Codes_FDA_CDRH | C62804 | Wrinkled |  | Wrinkled material¦Wrinkling
FDA | Patient_Problem_Codes_FDA_CDRH | C34331 | Abdominal Cramps |  | Cramps, abdominal
FDA | Patient_Problem_Codes_FDA_CDRH | C35221 | Abortion
FDA | Patient_Problem_Codes_FDA_CDRH | C50500 | Abortion, Complete | All products of conception are expelled and identified.
FDA | Patient_Problem_Codes_FDA_CDRH | C50608 | Abortion, Incomplete | The uterus is not entirely emptied of its contents.
FDA | Patient_Problem_Codes_FDA_CDRH | C50613 | Abortion, Inducedl | Abortion brought on intentionally. | Abortion, Artificial¦Artificial abortion¦Induced abortion
FDA | Patient_Problem_Codes_FDA_CDRH | C50652 | Abortion, Missed | Retention in uterus of an abortus that has been dead at least 4 weeks.
FDA | Patient_Problem_Codes_FDA_CDRH | C34338 | Abortion, Therapeutic
FDA | Patient_Problem_Codes_FDA_CDRH | C50449 | Abrasion | Abraded wound; excoriation or circumscribed removal of the superficial layers of the skin or mucous membrane.
FDA | Patient_Problem_Codes_FDA_CDRH | C26686 | Abscess
FDA | Patient_Problem_Codes_FDA_CDRH | C50451 | Achalasia | Failure of the smooth muscle fibers of the gastrointestinal tract to relax at any one point of junction of one part with another.
FDA | Patient_Problem_Codes_FDA_CDRH | C50453 | Acoustic Trauma
FDA | Patient_Problem_Codes_FDA_CDRH | C54685 | Adhesion(s)
FDA | Patient_Problem_Codes_FDA_CDRH | C3353 | Adult Respiratory Distress Syndrome |  | ARDS¦Adult respiratory distress syndrome, ARDS
FDA | Patient_Problem_Codes_FDA_CDRH | C2851 | AIDS, Acquired Immunodeficiency Syndrome | A disease characterized by opportunistic infections. | Acquired immunodeficiency syndrome, AIDS
FDA | Patient_Problem_Codes_FDA_CDRH | C50455 | Air Embolism | The presence of bubbles of gas in the vascular system; occurrence is related to the entry of air into the venous circulation following trauma or surgery.
FDA | Patient_Problem_Codes_FDA_CDRH | C50730 | Airflow, Restricted
FDA | Patient_Problem_Codes_FDA_CDRH | C50456 | Airway Obstruction
FDA | Patient_Problem_Codes_FDA_CDRH | C50458 | Ambulation Difficulties |  | Difficulties, ambulation
FDA | Patient_Problem_Codes_FDA_CDRH | C50459 | Amnionitis | Inflammation of the amnion.
FDA | Patient_Problem_Codes_FDA_CDRH | C15179 | Amputation
FDA | Patient_Problem_Codes_FDA_CDRH | C50410 | Anaphylactoid
FDA | Patient_Problem_Codes_FDA_CDRH | C50417 | Anastomose, Failure To
FDA | Patient_Problem_Codes_FDA_CDRH | C15609 | Anastomosis
FDA | Patient_Problem_Codes_FDA_CDRH | C2869 | Anemia
FDA | Patient_Problem_Codes_FDA_CDRH | C51220 | Anesthesia, insufficient, light or patchy |  | Insufficient, light or patchy anesthesia¦Patchy, light or insufficient anesthesia¦Light, patchy or insufficient anesthesia
FDA | Patient_Problem_Codes_FDA_CDRH | C26693 | Aneurysm
FDA | Patient_Problem_Codes_FDA_CDRH | C51221 | Angina
FDA | Patient_Problem_Codes_FDA_CDRH | C2876 | Anoxia
FDA | Patient_Problem_Codes_FDA_CDRH | C51222 | Antibiotics, reaction to
FDA | Patient_Problem_Codes_FDA_CDRH | C16299 | Anticoagulation
FDA | Patient_Problem_Codes_FDA_CDRH | C26696 | Anxiety
FDA | Patient_Problem_Codes_FDA_CDRH | C50461 | Aortic Dissection |  | Dissection, Aortic
FDA | Patient_Problem_Codes_FDA_CDRH | C51223 | Aortic insufficiency
FDA | Patient_Problem_Codes_FDA_CDRH | C50861 | Aortic Regurgitation | The backward flow of blood from the aorta into the left ventricle, owing to insufficiency of the aortic semilunar valve; it may be chronic or acute.
FDA | Patient_Problem_Codes_FDA_CDRH | C50462 | Aortic Stenosis | Narrowing of the orifice of the aortic valve or of the supravalvular or subvalvular regions.
FDA | Patient_Problem_Codes_FDA_CDRH | C50815 | Aortic Valve Replacement |  | Valve, replacement of aortic¦Replacement of aortic valve
FDA | Patient_Problem_Codes_FDA_CDRH | C50416 | Apgar Score, Decreased Or Low |  | Decreased or low apgar score¦Score, decreased or low apgar¦Low or decreased apgar score
FDA | Patient_Problem_Codes_FDA_CDRH | C15191 | Apheresis
FDA | Patient_Problem_Codes_FDA_CDRH | C50824 | Apicectomy
FDA | Patient_Problem_Codes_FDA_CDRH | C26698 | Apnea | Cessation of breathing. | Arrest, respiratory¦Respiratory Arrest
FDA | Patient_Problem_Codes_FDA_CDRH | C50749 | Arachnoiditis, Spinal | A chronic adhesive arachnoiditis in the spinal arachnoid, with root and spinal cord symptoms similar to those caused by pressure from a tumor.
FDA | Patient_Problem_Codes_FDA_CDRH | C2881 | Arrhythmia
FDA | Patient_Problem_Codes_FDA_CDRH | C34398 | Arteriosclerosis
FDA | Patient_Problem_Codes_FDA_CDRH | C50464 | Arthralgia | Pain in a joint. | Pain, joint¦Joint pain
FDA | Patient_Problem_Codes_FDA_CDRH | C2883 | Arthritis
FDA | Patient_Problem_Codes_FDA_CDRH | C2884 | Arthritis, Rheumatoid |  | Rheumatoid Arthritis
FDA | Patient_Problem_Codes_FDA_CDRH | C2885 | Ascites
FDA | Patient_Problem_Codes_FDA_CDRH | C50465 | Asphyxia | A condition due to lack of oxygen in respired air, resulting in impending or actual cessation of life.
FDA | Patient_Problem_Codes_FDA_CDRH | C50561 | Asphyxia, Fetal | Asphyxia in utero due to hypoxia. See also fetal hypoxia. | Fetal asphyxia
FDA | Patient_Problem_Codes_FDA_CDRH | C28245 | Aspiration
FDA | Patient_Problem_Codes_FDA_CDRH | C28397 | Asthma
FDA | Patient_Problem_Codes_FDA_CDRH | C35768 | Atherosclerosis
FDA | Patient_Problem_Codes_FDA_CDRH | C50466 | Atrial Fibrillation | An arrhythmia in which minute areas of the atrial myocardium are in various uncoordinated stages of depolarization and repolarization; instead of intermittently contracting, the atria quiver continuously in a chaotic pattern, causing a totally irregular, often rapid ventricular rate.
FDA | Patient_Problem_Codes_FDA_CDRH | C51224 | Atrial Flutter
FDA | Patient_Problem_Codes_FDA_CDRH | C50467 | Atrial Perforation
FDA | Patient_Problem_Codes_FDA_CDRH | C35481 | Atrial Tachycardia
FDA | Patient_Problem_Codes_FDA_CDRH | C2889 | Autoimmune Disease |  | Disease, autoimmune
FDA | Patient_Problem_Codes_FDA_CDRH | C16313 | Autoimmune reaction |  | Reaction, autoimmune
FDA | Patient_Problem_Codes_FDA_CDRH | C50870 | Autotransfusion | Reinfusion of blood or blood products derived from the patient's own circulation.
FDA | Patient_Problem_Codes_FDA_CDRH | C51225 | Biliary Cirrhosis |  | Cirrhosis, biliary
FDA | Patient_Problem_Codes_FDA_CDRH | C50551 | Blinking, Excessive |  | Excessive blinking
FDA | Patient_Problem_Codes_FDA_CDRH | C50468 | Blockage
FDA | Patient_Problem_Codes_FDA_CDRH | C50447 | Blood Gas Measurements, Abnormal |  | Abnormal blood gas measurements¦Measurements, abnormal blood gas
FDA | Patient_Problem_Codes_FDA_CDRH | C50470 | Blood loss |  | Loss of blood
FDA | Patient_Problem_Codes_FDA_CDRH | C50471 | Blood pooling | Unintended collection/stasis of blood in patient. | Pooling of blood
FDA | Patient_Problem_Codes_FDA_CDRH | C27123 | Blurred vision |  | Vision, Blurring Of¦Blurring
FDA | Patient_Problem_Codes_FDA_CDRH | C50442 | Body Temperature, Elevated | Elevation of total body temperature. | Core Temperature Rise¦Elevated body temperature¦Temperature, elevated body¦Temperature rise, core¦Rise in core temperature
FDA | Patient_Problem_Codes_FDA_CDRH | C39611 | Bowel Perforation
FDA | Patient_Problem_Codes_FDA_CDRH | C37920 | Bradycardia |  | Decreased heart rate¦Heart Rate, Decreased
FDA | Patient_Problem_Codes_FDA_CDRH | C50440 | Brain Injury |  | Brain Damage¦Injury, brain
FDA | Patient_Problem_Codes_FDA_CDRH | C50604 | Breast Feed, Inability To |  | Inability to breast feed
FDA | Patient_Problem_Codes_FDA_CDRH | C3197 | Breast Lumps |  | Lumps, breast
FDA | Patient_Problem_Codes_FDA_CDRH | C2910 | Breast Neoplasm |  | Neoplasm, breast
FDA | Patient_Problem_Codes_FDA_CDRH | C2911 | Bronchitis
FDA | Patient_Problem_Codes_FDA_CDRH | C26710 | Bronchopneumonia
FDA | Patient_Problem_Codes_FDA_CDRH | C34439 | Bronchospasm
FDA | Patient_Problem_Codes_FDA_CDRH | C37921 | Bruise
FDA | Patient_Problem_Codes_FDA_CDRH | C34441 | Burn(s) | Injury to tissues caused by contact with dry heat, moist heat, flames, chemicals, electricity, friction or radiant and electromagnetic energy. A first degree burn is associated with redness, a second degree burn with vesication and a third degree burn with necrosis through the entire skin.
FDA | Patient_Problem_Codes_FDA_CDRH | C50473 | Burn, Bowel |  | Bowel burn
FDA | Patient_Problem_Codes_FDA_CDRH | C50506 | Burn, Corneal |  | Corneal burn
FDA | Patient_Problem_Codes_FDA_CDRH | C50606 | Burn, Incisional |  | Incisional burn
FDA | Patient_Problem_Codes_FDA_CDRH | C50768 | Burn, thermal |  | Thermal burn¦Burns, Thermal
FDA | Patient_Problem_Codes_FDA_CDRH | C50476 | Burning Sensation |  | Sensation, burning
FDA | Patient_Problem_Codes_FDA_CDRH | C3672 | Calcification |  | Deposit(s), calcium¦Calcium Deposit(s)
FDA | Patient_Problem_Codes_FDA_CDRH | C4872 | Cancer, Breast |  | Breast cancer
FDA | Patient_Problem_Codes_FDA_CDRH | C50477 | Cancer, Other
FDA | Patient_Problem_Codes_FDA_CDRH | C50702 | Capsular Bag Tear, Posterior
FDA | Patient_Problem_Codes_FDA_CDRH | C50479 | Cardiac Arrest | Sudden cessation of the pumping function of the heart, with disappearance of arterial blood pressure, connoting either ventricular fibrillation or ventricular standstill. | Arrest, cardiac¦Asystole
FDA | Patient_Problem_Codes_FDA_CDRH | C50481 | Cardiac Tamponade | Acute compression of the heart caused by increased intrapericardial pressure due to the collection of blood or fluid in the pericardium from rupture of the heart, penetrating trauma, or progressive effusion.
FDA | Patient_Problem_Codes_FDA_CDRH | C34830 | Cardiomyopathy
FDA | Patient_Problem_Codes_FDA_CDRH | C50483 | Cardiopulmonary Arrest | Cessation of breathing and/or cardiac function. | Arrest, cardiopulmonary
FDA | Patient_Problem_Codes_FDA_CDRH | C26713 | Cataract
FDA | Patient_Problem_Codes_FDA_CDRH | C50614 | Cataract, Induced | A cataract that has been produced artificially or by induction, e.g. as a result of device use, medication, trauma, tears, falls, accidental injury, etc. | Induced cataract
FDA | Patient_Problem_Codes_FDA_CDRH | C38045 | Catheterization
FDA | Patient_Problem_Codes_FDA_CDRH | C34442 | Caustic/Chemical Burns |  | Burn, caustic/chemical¦Chemical/caustic burn
FDA | Patient_Problem_Codes_FDA_CDRH | C26715 | Cellulitis
FDA | Patient_Problem_Codes_FDA_CDRH | C50484 | Cephalohematoma | A subperiosteal hemorrhage limited to the surface of one cranial bone, a usually benign condition seen in the newborn as a result of bone trauma.
FDA | Patient_Problem_Codes_FDA_CDRH | C50487 | Cerebrospinal Fluid Leakage |  | Fluid, leakage of cerebrospinal¦Leakage of cerebrospinal fluid
FDA | Patient_Problem_Codes_FDA_CDRH | C3390 | Cerebrovascular Accident |  | Syndrome, stroke¦Stroke Syndrome¦Stroke¦CVA¦CVA, Cerebrovascular accident¦Cerebrovascular accident, (CVA)
FDA | Patient_Problem_Codes_FDA_CDRH | C50488 | Cervical Changes | Changes such as abnormal, pathological, benign, malignant, etc. | Cervical Change¦Changes, cervical
FDA | Patient_Problem_Codes_FDA_CDRH | C46088 | Cesarean Section (c-section) |  | Delivery by cesarean section (c-section)¦C-section (cesarean section), delivery by
FDA | Patient_Problem_Codes_FDA_CDRH | C36290 | Chemical Exposure |  | Exposure, chemical
FDA | Patient_Problem_Codes_FDA_CDRH | C50490 | Chemosis | Excessive edema of the ocular conjunctiva.
FDA | Patient_Problem_Codes_FDA_CDRH | C38665 | Chest Pain |  | Pain in chest
FDA | Patient_Problem_Codes_FDA_CDRH | C50491 | Chest Tightness/Pressure |  | Pressure/tightness in chest¦Tightness/pressure in chest
FDA | Patient_Problem_Codes_FDA_CDRH | C35143 | Chills
FDA | Patient_Problem_Codes_FDA_CDRH | C50494 | Choking
FDA | Patient_Problem_Codes_FDA_CDRH | C26720 | Chorioamnionitis
FDA | Patient_Problem_Codes_FDA_CDRH | C3199 | Chronic obstructive pulmonary disease, (COPD) |  | COPD, chronic obstructive pulmonary disease¦Disease (COPD), chronic obstructive¦Pulmonary disease (COPD), chronic obstructive¦Obstructive pulmonary disease (COPD), chronic
FDA | Patient_Problem_Codes_FDA_CDRH | C50600 | Circulation, Impaired |  | Impaired circulation
FDA | Patient_Problem_Codes_FDA_CDRH | C50495 | Claudication | Limping or lameness.
FDA | Patient_Problem_Codes_FDA_CDRH | C50834 | Closed Capsulotomy
FDA | Patient_Problem_Codes_FDA_CDRH | C34455 | Clouding, Central Corneal | Diffuse edema of the central region of the cornea, usually associated with the wearing of hard contact lenses, but may also occur in keratoconus. | Corneal clouding, central¦Central corneal clouding
FDA | Patient_Problem_Codes_FDA_CDRH | C20812 | Coagulation |  | Clotting
FDA | Patient_Problem_Codes_FDA_CDRH | C2902 | Coagulopathy
FDA | Patient_Problem_Codes_FDA_CDRH | C50457 | Cognitive Changes | Pertaining to or characterized by cognition. That operation of the mind which we become aware of objects of thought or perception; it includes all aspects of perceiving, thinking, or remembering. | Changes, cognitive
FDA | Patient_Problem_Codes_FDA_CDRH | C50497 | Collapse
FDA | Patient_Problem_Codes_FDA_CDRH | C15211 | Colostomy
FDA | Patient_Problem_Codes_FDA_CDRH | C34497 | Coma |  | Comatose
FDA | Patient_Problem_Codes_FDA_CDRH | C50499 | Complaint, Ill-Defined |  | Ill-defined complaint
FDA | Patient_Problem_Codes_FDA_CDRH | C50501 | Complete Heart Block
FDA | Patient_Problem_Codes_FDA_CDRH | C50502 | Concussion | A violent jar or shock, or the condition which results from such an injury.
FDA | Patient_Problem_Codes_FDA_CDRH | C37928 | Confusion/Disorientation |  | Disorientation/confusion
FDA | Patient_Problem_Codes_FDA_CDRH | C2849 | Congenital Defect/Deformity |  | Deformity/defect, congenital¦Defect/deformity, congenital
FDA | Patient_Problem_Codes_FDA_CDRH | C3080 | Congestive Heart Failure |  | Heart failure, congestive¦Failure, congestive heart
FDA | Patient_Problem_Codes_FDA_CDRH | C34504 | Conjunctivitis
FDA | Patient_Problem_Codes_FDA_CDRH | C26729 | Connective Tissue Disease |  | Disease, connective tissue¦Tissue disease, connective
FDA | Patient_Problem_Codes_FDA_CDRH | C50505 | Contamination From Blood/Fluids | The patient becomes contaminated from contact with blood/fluids on a device. | Blood/fluids, contamination from¦Fluids/blood, contamination from
FDA | Patient_Problem_Codes_FDA_CDRH | C50690 | Contamination, Chemical | Patient becomes contaminated from exposure to chemicals associated with the use of the device, including chemical spills from a device. | Chemical contamination
FDA | Patient_Problem_Codes_FDA_CDRH | C50646 | Contraindication | Any special symptom or circumstance that renders the use of a remedy or the carrying out of a procedure inadvisable, usually because of the risk. | Contraindicated patient¦Patient, contraindicated
FDA | Patient_Problem_Codes_FDA_CDRH | C50441 | Contusion | A bruise; an injury of a part without a break in the skin.
FDA | Patient_Problem_Codes_FDA_CDRH | C50496 | Convulsion, Clonic | A convulsion marked by alternating contracting and relaxing of the muscles. | Clonic convulsion
FDA | Patient_Problem_Codes_FDA_CDRH | C50776 | Convulsion, Tonic | Prolonged contraction of the muscles, as the result of an epileptic discharge. | Tonic convulsion
FDA | Patient_Problem_Codes_FDA_CDRH | C50692 | Cornea, Perforation Of |  | Perforation of cornea
FDA | Patient_Problem_Codes_FDA_CDRH | C26730 | Corneal Abrasion
FDA | Patient_Problem_Codes_FDA_CDRH | C50507 | Corneal Decompensation | Inability to maintain corneal integrity; or corneal edema resulting from failure of the corneal endothelium to maintain detumescence. | Decompensation, corneal
FDA | Patient_Problem_Codes_FDA_CDRH | C50508 | Corneal Edema | Hazy, swollen cornea. | Edema, corneal
FDA | Patient_Problem_Codes_FDA_CDRH | C50919 | Corneal Implant |  | Implant, corneal
FDA | Patient_Problem_Codes_FDA_CDRH | C50510 | Corneal Infiltrates | Discrete, small lesions present in the cornea as a result of corneal inflammation and, in some cases, after soft contact lens wear especially extended-wear lenses. | Infiltrates, corneal
FDA | Patient_Problem_Codes_FDA_CDRH | C50511 | Corneal Scar |  | Scar, corneal
FDA | Patient_Problem_Codes_FDA_CDRH | C50512 | Corneal Sensitivity | The capability of the cornea to respond to stimulation. | Sensitivity, corneal
FDA | Patient_Problem_Codes_FDA_CDRH | C50513 | Corneal Touch | Complications of intraocular lens surgery; usually refers to intraocular lens contact with cornea, can be intermittent or chronic. | Touch, corneal
FDA | Patient_Problem_Codes_FDA_CDRH | C50514 | Corneal Transplant |  | Transplant, corneal
FDA | Patient_Problem_Codes_FDA_CDRH | C50515 | Corneal Ulcer | Area of epithelial tissue loss from corneal surface; associated with inflammatory cells in the cornea and anterior chamber. | Ulcer, corneal
FDA | Patient_Problem_Codes_FDA_CDRH | C50516 | Corneal Whitening |  | Whitening, corneal
FDA | Patient_Problem_Codes_FDA_CDRH | C34827 | Cramp(s)
FDA | Patient_Problem_Codes_FDA_CDRH | C35375 | Crushing Injury |  | Injury, crushing
FDA | Patient_Problem_Codes_FDA_CDRH | C50517 | Cusp Tear
FDA | Patient_Problem_Codes_FDA_CDRH | C50518 | Cut(s)
FDA | Patient_Problem_Codes_FDA_CDRH | C26737 | Cyanosis
FDA | Patient_Problem_Codes_FDA_CDRH | C50519 | Cyclitis | Inflammation of the ciliary body.
FDA | Patient_Problem_Codes_FDA_CDRH | C50520 | Cyst(s), Formation Of |  | Formation of cyst(s)
FDA | Patient_Problem_Codes_FDA_CDRH | C50521 | Cytomegaloviral Retinitis |  | Retinitis, cytomegaloviral
FDA | Patient_Problem_Codes_FDA_CDRH | C14196 | Cytomegalovirus (CVM) |  | CMV, cytomegalovirus
FDA | Patient_Problem_Codes_FDA_CDRH | C27644 | Deafness
FDA | Patient_Problem_Codes_FDA_CDRH | C50620 | Death, Intrauterine Fetal | Death in utero; failure of the product of conception to show evidence of respiration, heart beat, or definite movement of a voluntary muscle after expulsion from the uterus, with no possibility of resuscitation. | Intrauterine fetal death¦Fetal death, intrauterinel
FDA | Patient_Problem_Codes_FDA_CDRH | C50418 | Death/Expired |  | Expired/death
FDA | Patient_Problem_Codes_FDA_CDRH | C50472 | Debris, Bone Shedding | Shedding of accumulated bone fragments. | Bone shedding debris¦Shedding of bone debris
FDA | Patient_Problem_Codes_FDA_CDRH | C50923 | Decreased Apgar
FDA | Patient_Problem_Codes_FDA_CDRH | C50774 | Degeneration | Deterioration; change from a higher to a lower form; especially change of tissue to a lower or less functionally active form.
FDA | Patient_Problem_Codes_FDA_CDRH | C50527 | Dehiscence
FDA | Patient_Problem_Codes_FDA_CDRH | C26740 | Dehydrated
FDA | Patient_Problem_Codes_FDA_CDRH | C50433 | Delamination
FDA | Patient_Problem_Codes_FDA_CDRH | C4786 | Dementia
FDA | Patient_Problem_Codes_FDA_CDRH | C50531 | Dementia, Dialysis | A severe, often fatal encephalopathy which has been attributed to accumulation in the brain of aluminum from dialysate prepared with inadequately purified water. | Dialysis dementia
FDA | Patient_Problem_Codes_FDA_CDRH | C9442 | Deposits
FDA | Patient_Problem_Codes_FDA_CDRH | C2982 | Depression
FDA | Patient_Problem_Codes_FDA_CDRH | C26744 | Dermatomyositis
FDA | Patient_Problem_Codes_FDA_CDRH | C26874 | Detached retina |  | Retina, detached
FDA | Patient_Problem_Codes_FDA_CDRH | C25751 | Deterioration
FDA | Patient_Problem_Codes_FDA_CDRH | C50530 | Diabetic Ketoacidosis | A type of metabolic acidosis produced by accumulation of ketone bodies resulting from uncontrolled diabetes mellitus. | Ketoacidosis, diabetic
FDA | Patient_Problem_Codes_FDA_CDRH | C50403 | Diaphoretic | Pertaining to or characterized by, or promoting diaphoresis; an agent that produces diaphoresis. (Diaphoresis is the act of perspiration, especially profuse perspiration).
FDA | Patient_Problem_Codes_FDA_CDRH | C2987 | Diarrhea
FDA | Patient_Problem_Codes_FDA_CDRH | C50492 | Difficulty Chewing
FDA | Patient_Problem_Codes_FDA_CDRH | C21007 | Disability
FDA | Patient_Problem_Codes_FDA_CDRH | C50707 | Disc Impingement
FDA | Patient_Problem_Codes_FDA_CDRH | C50437 | Discharge
FDA | Patient_Problem_Codes_FDA_CDRH | C50535 | Discomfort
FDA | Patient_Problem_Codes_FDA_CDRH | C50536 | Disfigurement
FDA | Patient_Problem_Codes_FDA_CDRH | C61409 | Dissection
FDA | Patient_Problem_Codes_FDA_CDRH | C2992 | Disseminated intravascular coagulation (DIC) | A disorder characterized by reduction in the elements involved in blood coagulation due to their utilization in widespread blood clotting within the vessels. | Coagulation (DIC), disseminated intravascular¦DIC¦DIC, disseminated intravascular coagulation¦Intravascular coagulation (DIC), disseminated¦Disseminated intravascular coagulation
FDA | Patient_Problem_Codes_FDA_CDRH | C50537 | Distention
FDA | Patient_Problem_Codes_FDA_CDRH | C37942 | Distress
FDA | Patient_Problem_Codes_FDA_CDRH | C37943 | Dizziness
FDA | Patient_Problem_Codes_FDA_CDRH | C50434 | Drainage
FDA | Patient_Problem_Codes_FDA_CDRH | C34553 | Dry Eye(s) |  | Eye(s), dry
FDA | Patient_Problem_Codes_FDA_CDRH | C50539 | Dyskinesia | Difficulty moving; distortion or impairment of voluntary movement, as in tic, spasm, or myoclonus.
FDA | Patient_Problem_Codes_FDA_CDRH | C2980 | Dysphagia
FDA | Patient_Problem_Codes_FDA_CDRH | C35546 | Dysphasia
FDA | Patient_Problem_Codes_FDA_CDRH | C2998 | Dyspnea |  | Breathing Difficulties¦Difficulty breathing
FDA | Patient_Problem_Codes_FDA_CDRH | C2999 | Dysuria | Difficulty or pain in urination.
FDA | Patient_Problem_Codes_FDA_CDRH | C26758 | Ecchymosis
FDA | Patient_Problem_Codes_FDA_CDRH | C34945 | Ectopic Pregnancy |  | Pregnancy, ectopic
FDA | Patient_Problem_Codes_FDA_CDRH | C3002 | Edema
FDA | Patient_Problem_Codes_FDA_CDRH | C35468 | Edema, macular |  | Macular edema
FDA | Patient_Problem_Codes_FDA_CDRH | C50901 | Edema, Microcytic |  | Microcytic edema
FDA | Patient_Problem_Codes_FDA_CDRH | C50859 | Edema, Stromal | Fluid from the aqueous humor enters the corneal stroma and causes swelling. | Stromal edema
FDA | Patient_Problem_Codes_FDA_CDRH | C50543 | EKG/ECG Changes | Changes in cardiac electrical activity. | ECG/EKG changes¦Changes in EKG/ECG
FDA | Patient_Problem_Codes_FDA_CDRH | C50541 | Electric Shock |  | Shock, electric¦Shock, Electrical¦Electrical Shock
FDA | Patient_Problem_Codes_FDA_CDRH | C50544 | Electrocution | The passage of electrical current through the body.
FDA | Patient_Problem_Codes_FDA_CDRH | C50545 | Electrolyte Imbalance | Higher or lower than normal values for the serum electrolytes; usually affecting NA, K, CHL, CO2, glucose, bun. | Imbalance, electrolyte
FDA | Patient_Problem_Codes_FDA_CDRH | C50542 | Electro-Mechanical Dissociation | Continued electrical rhythmicity of the heart in the absence of effective mechanical function. | Dissociation, electro-mechanical
FDA | Patient_Problem_Codes_FDA_CDRH | C26759 | Embolism
FDA | Patient_Problem_Codes_FDA_CDRH | C50547 | Embolus | A mass of clotted blood or other formed elements, such as bubbles of air, calcium fragments, etc. brought by the blood from another vessel and forced into a smaller one, thus obstructing the circulation.
FDA | Patient_Problem_Codes_FDA_CDRH | C50489 | Emotional Changes |  | Changes, emotional
FDA | Patient_Problem_Codes_FDA_CDRH | C3348 | Emphysema, Pulmonary | A condition of the lung characterized by increase beyond normal in the size of air spaces distal to the terminal bronchioles, either from dilatation of the alveoli or from destruction of their walls. | Pulmonary emphysema
FDA | Patient_Problem_Codes_FDA_CDRH | C26760 | Encephalitis
FDA | Patient_Problem_Codes_FDA_CDRH | C26920 | Encephalopathy
FDA | Patient_Problem_Codes_FDA_CDRH | C34582 | Endocarditis
FDA | Patient_Problem_Codes_FDA_CDRH | C34586 | Endophthalmitis
FDA | Patient_Problem_Codes_FDA_CDRH | C50918 | Endotoxin
FDA | Patient_Problem_Codes_FDA_CDRH | C50548 | Entrapment | Patient becomes entangled or caught in a bed, particularly in side rails, or mattress, or head/foot boards.
FDA | Patient_Problem_Codes_FDA_CDRH | C50480 | Enzyme Elevation, Cardiac |  | Cardiac enzyme elevation¦Elevation of cardiac enzymes
FDA | Patient_Problem_Codes_FDA_CDRH | C50829 | Epithelial Marsupialization |  | Marsupialization, epithelial
FDA | Patient_Problem_Codes_FDA_CDRH | C50443 | Erosion | An eating away or breakdown of any type of external or internal human tissue including but not limited to skin, teeth, mucosa, or somatic, which involves only the outer tissue layer. When tissue surrounds an implanted device, the tissue breakdown may result in migration and loss of the implant material and may result in further complications such as infection or abscess.
FDA | Patient_Problem_Codes_FDA_CDRH | C50550 | Eructate | To belch, the casting of upwind from the stomach.
FDA | Patient_Problem_Codes_FDA_CDRH | C26901 | Erythema
FDA | Patient_Problem_Codes_FDA_CDRH | C50841 | Esophagus, Laceration(s) Of |  | Laceration(s) of esophagus
FDA | Patient_Problem_Codes_FDA_CDRH | C50693 | Esophagus, Perforation Of |  | Perforation of esophagus
FDA | Patient_Problem_Codes_FDA_CDRH | C50553 | Exit Block
FDA | Patient_Problem_Codes_FDA_CDRH | C50554 | Expulsion
FDA | Patient_Problem_Codes_FDA_CDRH | C50856 | Exsanguination | Extensive loss of blood due to internal or external hemorrhage.
FDA | Patient_Problem_Codes_FDA_CDRH | C48198 | Extravasation | A discharge or escape, as of blood, from a vessel into the tissues.
FDA | Patient_Problem_Codes_FDA_CDRH | C50556 | Extreme Exhaustion | Extreme fatigue; inability to respond to stimuli. | Exhaustion, extreme
FDA | Patient_Problem_Codes_FDA_CDRH | C50557 | Extrusion | Thrusting or pushing out; expulsion by force.
FDA | Patient_Problem_Codes_FDA_CDRH | C50819 | Extubate
FDA | Patient_Problem_Codes_FDA_CDRH | C34602 | Eye injury |  | Injury, eye
FDA | Patient_Problem_Codes_FDA_CDRH | C26769 | Facial Nerve Paralysis |  | Paralysis of facial nerve¦Nerve paralysis, facial
FDA | Patient_Problem_Codes_FDA_CDRH | C50857 | Fainting | Extremely weak; threatened with syncope.
FDA | Patient_Problem_Codes_FDA_CDRH | C50558 | Fall
FDA | Patient_Problem_Codes_FDA_CDRH | C50559 | Fasciitis | Inflammation of fascia.
FDA | Patient_Problem_Codes_FDA_CDRH | C3036 | Fatigue
FDA | Patient_Problem_Codes_FDA_CDRH | C50560 | Feeding Problems |  | Problems, feeding
FDA | Patient_Problem_Codes_FDA_CDRH | C50562 | Fetal Brain Injury | Injury occurring as a result of the delivery process. | Brain injury, fetal¦Injury, fetal brain
FDA | Patient_Problem_Codes_FDA_CDRH | C50546 | Fetal Core Temperature Rise | Elevation of total fetal body temperature. | Core temperature rise, fetal¦Rise in fetal core temperature¦Temperature rise, fetal core
FDA | Patient_Problem_Codes_FDA_CDRH | C50563 | Fetal Distress |  | Distress, fetal
FDA | Patient_Problem_Codes_FDA_CDRH | C51370 | Fetal scalp laceration(s) |  | Laceration(s), fetal scalp¦Scalp laceration(s), fetal
FDA | Patient_Problem_Codes_FDA_CDRH | C3038 | Fever
FDA | Patient_Problem_Codes_FDA_CDRH | C50566 | Fibromyitis | Inflammation and fibrous degeneration of a muscle.
FDA | Patient_Problem_Codes_FDA_CDRH | C3044 | Fibrosis | The formation of fibrous tissue; fibroid or fibrous degeneration.
FDA | Patient_Problem_Codes_FDA_CDRH | C50532 | First Use Syndrome | A symptom complex characterized by nervousness, chest pain, back pain, palpations, pruritus, and other usually mild symptoms occurring minutes following the initiation of dialysis with a new dialyzer. | Syndrome, first use
FDA | Patient_Problem_Codes_FDA_CDRH | C3045 | Fistula
FDA | Patient_Problem_Codes_FDA_CDRH | C50568 | Flashers | A sudden or brief burst of light.
FDA | Patient_Problem_Codes_FDA_CDRH | C50569 | Flatus | Gas or air in the gastrointestinal tract.
FDA | Patient_Problem_Codes_FDA_CDRH | C50570 | Follow-Up Bowel Resection Required
FDA | Patient_Problem_Codes_FDA_CDRH | C50524 | Forced Expiratory Volume, Decreased | A decrease in the fraction of the forced vital capacity that is exhaled in a specific number of seconds. | Volume (FEV), decreased forced expiratory¦Forced expiratory volume (FEV), decreased¦FEV decreased¦FEV (forced expiratory volume), decreased¦Decreased forced expiratory volume (FEV)
FDA | Patient_Problem_Codes_FDA_CDRH | C50609 | Forced Expiratory Volume, Increased | An increase in the fraction of the forced vital capacity that is exhaled in a specific number of seconds. | FEV increased¦Forced expiratory volume (FEV), increased¦Increased forced expiratory volume (FEV)¦Volume (FEV), increased forced expiratory¦FEV, (forced expiratory volume), increased
FDA | Patient_Problem_Codes_FDA_CDRH | C50444 | Foreign Body Reaction | A granulomatous inflammatory reaction evoked by the presence of an exogenous material in the tissues, a characteristic feature of which is the formation of foreign body giant cells. | Reaction, foreign body
FDA | Patient_Problem_Codes_FDA_CDRH | C50572 | Foreign Body Sensation | Feeling of grittiness or having something in the eye; frequently caused by a foreign body. Other possible causes include corneal abrasion, corneal ulcer, inturned eye lash or acute conjunctivitis. | Sensation, foreign body
FDA | Patient_Problem_Codes_FDA_CDRH | C50821 | Foreign Body, Removal Of |  | Removal of foreign body
FDA | Patient_Problem_Codes_FDA_CDRH | C3046 | Fracture(s)
FDA | Patient_Problem_Codes_FDA_CDRH | C27783 | Fracture, Arm
FDA | Patient_Problem_Codes_FDA_CDRH | C50529 | Fracture, Delayed Union |  | Delayed union fracture¦Union fracture, delayed
FDA | Patient_Problem_Codes_FDA_CDRH | C26794 | Fracture, Hip |  | Hip fracture
FDA | Patient_Problem_Codes_FDA_CDRH | C50745 | Fracture, Skull |  | Skull fracturel
FDA | Patient_Problem_Codes_FDA_CDRH | C50777 | Fracture, Tooth |  | Tooth fracture
FDA | Patient_Problem_Codes_FDA_CDRH | C14209 | Fungus
FDA | Patient_Problem_Codes_FDA_CDRH | C50573 | Gangrene | Death of tissue, usually in considerable mass and generally associated with loss of vascular (nutritive) supply and followed by bacterial invasion and putrefaction.
FDA | Patient_Problem_Codes_FDA_CDRH | C26780 | Gastritis
FDA | Patient_Problem_Codes_FDA_CDRH | C26782 | Glaucoma
FDA | Patient_Problem_Codes_FDA_CDRH | C3064 | Granuloma
FDA | Patient_Problem_Codes_FDA_CDRH | C52352 | Great Vessel Perforation |  | Perforation, great vessel
FDA | Patient_Problem_Codes_FDA_CDRH | C50575 | Hair Loss |  | Loss of hair
FDA | Patient_Problem_Codes_FDA_CDRH | C50806 | Halo | Hazy ring around bright lights seen by some patients with refractive error or optical defects, e.g. cataracts, or corneal swelling.
FDA | Patient_Problem_Codes_FDA_CDRH | C50509 | Haze
FDA | Patient_Problem_Codes_FDA_CDRH | C34660 | Head Injury |  | Injury, head
FDA | Patient_Problem_Codes_FDA_CDRH | C34661 | Headache
FDA | Patient_Problem_Codes_FDA_CDRH | C50643 | Headache, Lumbar Puncture | Headache in erect position, after lumbar puncture; due to lowering of intracranial pressure by leakage of cerebrospinal fluid through the needle tract. | Lumbar puncture headache¦Post spinal headache¦Headache, post spinal
FDA | Patient_Problem_Codes_FDA_CDRH | C50601 | Healing, Impaired |  | Impaired healing
FDA | Patient_Problem_Codes_FDA_CDRH | C50576 | Hearing Impairment |  | Impairment, hearing
FDA | Patient_Problem_Codes_FDA_CDRH | C35731 | Hearing loss |  | Loss of hearing
FDA | Patient_Problem_Codes_FDA_CDRH | C50577 | Heart Failure | Inability of the heart to pump blood at an adequate rate to fill tissue metabolic requirements or the ability to do so only at an elevated filling pressure. | Cardiac Insufficiency¦Failure, Heart¦Insufficiency, cardiac
FDA | Patient_Problem_Codes_FDA_CDRH | C50818 | Heart Valve Repair |  | Valve, repair of heart¦Repair, heart valve
FDA | Patient_Problem_Codes_FDA_CDRH | C34670 | Heartburn
FDA | Patient_Problem_Codes_FDA_CDRH | C50578 | Heavier Menses
FDA | Patient_Problem_Codes_FDA_CDRH | C50579 | Hematoma | A localized collection of blood, usually clotted, in an organ, space, or tissue, due to a break in the wall of a blood vessel.
FDA | Patient_Problem_Codes_FDA_CDRH | C3090 | Hematuria
FDA | Patient_Problem_Codes_FDA_CDRH | C50580 | Hemoconcentration | An increase in the concentration of blood cells resulting from the loss of plasma or water from the blood stream.
FDA | Patient_Problem_Codes_FDA_CDRH | C15248 | Hemodialysis
FDA | Patient_Problem_Codes_FDA_CDRH | C37965 | Hemolysis
FDA | Patient_Problem_Codes_FDA_CDRH | C34376 | Hemolytic Anemia |  | Anemia, hemolytic
FDA | Patient_Problem_Codes_FDA_CDRH | C3094 | Hemoptysis
FDA | Patient_Problem_Codes_FDA_CDRH | C26791 | Hemorrhage |  | Bleeding
FDA | Patient_Problem_Codes_FDA_CDRH | C50485 | Hemorrhage, cerebral | Hemorrhage into the cerebrum. See also Stroke Syndrome. | Bleeding, cerebral¦Cerebral hemorrhage¦Cerebral bleeding
FDA | Patient_Problem_Codes_FDA_CDRH | C50555 | Hemorrhage, Extradural | Intracranial hemorrhage into the epidural space. | Extradural hemorrhage
FDA | Patient_Problem_Codes_FDA_CDRH | C50896 | Hemorrhage, Intraventricular |  | Intraventricular hemorrhage
FDA | Patient_Problem_Codes_FDA_CDRH | C50757 | Hemorrhage, Subarachnoid | Intracranial hemorrhage into the subarachnoid space. | Subarachnoid hemorrhage
FDA | Patient_Problem_Codes_FDA_CDRH | C50759 | Hemorrhage, Subdural | Cerebral hemorrhage into the subdural space. See also Stroke Syndrome. | Subdural hemorrhage
FDA | Patient_Problem_Codes_FDA_CDRH | C50761 | Hemorrhage, Subgaleal |  | Hemorrhage, subgaleal
FDA | Patient_Problem_Codes_FDA_CDRH | C50581 | Hemostasis | The arrest of bleeding, either by the physiological properties of vasoconstriction and coagulation or by surgical means.
FDA | Patient_Problem_Codes_FDA_CDRH | C50582 | Hemothorax | A collection of blood in the pleural cavity.
FDA | Patient_Problem_Codes_FDA_CDRH | C3095 | Hepatitis
FDA | Patient_Problem_Codes_FDA_CDRH | C34685 | Hernia
FDA | Patient_Problem_Codes_FDA_CDRH | C50583 | Herpes | Any inflammatory skin disease caused by a herpesvirus and characterized by the formation of small vesicles in clusters.
FDA | Patient_Problem_Codes_FDA_CDRH | C37966 | Hiccups
FDA | Patient_Problem_Codes_FDA_CDRH | C14219 | HIV, Human Immunodeficiency Virus | A cytopathic retrovirus. It is the etiological agent of AIDS. | Virus (HIV), human immunodeficiency¦Human immunodeficiency virus (HIV)
FDA | Patient_Problem_Codes_FDA_CDRH | C50414 | Hospitalization Required |  | Required hospitalization
FDA | Patient_Problem_Codes_FDA_CDRH | C50586 | Host-Tissue Reaction | Growth of tissue in or around a foreign body as the body's antibody response to the foreign body. | Tissue, reaction of host¦Reaction of host-tissue
FDA | Patient_Problem_Codes_FDA_CDRH | C3109 | Hot Flashes |  | Flashes, hot
FDA | Patient_Problem_Codes_FDA_CDRH | C50736 | Hyaloid Face, Rupture Of |  | Face, rupture of hyaloid¦Rupture of hyaloid face
FDA | Patient_Problem_Codes_FDA_CDRH | C27088 | Hyperbilirubinemia | Excessive concentrations of bilirubin in the blood, which may lead to jaundice.
FDA | Patient_Problem_Codes_FDA_CDRH | C50588 | Hyperemia | The presence of an increased amount of blood in a part or organ; engorgement.
FDA | Patient_Problem_Codes_FDA_CDRH | C26797 | Hyperglycemia |  | Blood Glucose, High¦High blood glucose¦Glucose, high blood
FDA | Patient_Problem_Codes_FDA_CDRH | C37970 | Hypernatremia
FDA | Patient_Problem_Codes_FDA_CDRH | C3113 | Hyperplasia
FDA | Patient_Problem_Codes_FDA_CDRH | C3114 | Hypersensitivity | Hypersensitivity; a local or general reaction of an organism following contact with a specific allergen to which it has been previously exposed and to which it has become sensitized. | Allergic Reaction
FDA | Patient_Problem_Codes_FDA_CDRH | C3117 | Hypertension |  | Blood Pressure, High¦High blood pressure¦Blood Pressure, Increased¦Increased blood pressure¦Pressure, high blood
FDA | Patient_Problem_Codes_FDA_CDRH | C50589 | Hyperthermia
FDA | Patient_Problem_Codes_FDA_CDRH | C50590 | Hyperventilation | Abnormally prolonged, rapid, and deep breathing.
FDA | Patient_Problem_Codes_FDA_CDRH | C50591 | Hypervolemia
FDA | Patient_Problem_Codes_FDA_CDRH | C50592 | Hyphema | Hemorrhage within the anterior chamber of the eye; bloodshot.
FDA | Patient_Problem_Codes_FDA_CDRH | C50445 | Hypoesthesia | Consisting of abnormally decreased sensitivity, particularly to touch.
FDA | Patient_Problem_Codes_FDA_CDRH | C50463 | Hypoesthesia, Arm/Hand | Consisting of abnormally decreased sensitivity, particularly to touch.
FDA | Patient_Problem_Codes_FDA_CDRH | C50571 | Hypoesthesia, Foot/Leg | Consisting of abnormally decreased sensitivity, particularly to touch. | Foot/leg hypoesthesia¦Leg/foot hypoesthesia
FDA | Patient_Problem_Codes_FDA_CDRH | C3126 | Hypoglycemia |  | Blood Glucose, Low¦Glucose, low blood¦Low blood glucose
FDA | Patient_Problem_Codes_FDA_CDRH | C50593 | Hypopyon | An accumulation of pus in the anterior chamber of the eye.
FDA | Patient_Problem_Codes_FDA_CDRH | C3128 | Hypotension |  | Blood Pressure, Decreased¦Blood Pressure, Low¦Decreased blood pressure¦Low blood pressure¦Pressure, low blood
FDA | Patient_Problem_Codes_FDA_CDRH | C50523 | Hypothermia | Abnormally low body temperature. | Body temperature, decreased¦Temperature, decreased body¦Decreased body temperature
FDA | Patient_Problem_Codes_FDA_CDRH | C50594 | Hypoventilation | A state in which there is a reduced amount of air entering the pulmonary alveoli.
FDA | Patient_Problem_Codes_FDA_CDRH | C50595 | Hypovolemia | Abnormally decreased volume of circulating fluid (plasma) in body.
FDA | Patient_Problem_Codes_FDA_CDRH | C3890 | Hypoxia
FDA | Patient_Problem_Codes_FDA_CDRH | C50564 | Hypoxia, Fetal | Hypoxia in utero, caused by conditions such as inadequate placental function (often abruptio placentae), preeclamptic toxicity, prolapse of the umbilical cord, or complications from anesthetic administration.
FDA | Patient_Problem_Codes_FDA_CDRH | C50597 | Iatrogenic Lesion | Denoting any adverse condition in a patient occurring as the result of treatment by a physician or surgeon, especially infections acquired by the patient during the course of the treatment. | Lesion, iatrogenic
FDA | Patient_Problem_Codes_FDA_CDRH | C50598 | Iatrogenic Source |  | Source, iatogenic
FDA | Patient_Problem_Codes_FDA_CDRH | C50839 | Identified Diagnosis |  | Diagnosis, identified
FDA | Patient_Problem_Codes_FDA_CDRH | C50599 | Idioventricular Rhythm | Relating to or affecting the cardiac ventricles alone. | Rhythm, idioventricular
FDA | Patient_Problem_Codes_FDA_CDRH | C50626 | Immobility Of The Joint
FDA | Patient_Problem_Codes_FDA_CDRH | C3131 | Immuno-Deficiency | A deficiency of immune response or a disorder characterized by deficient immune response.
FDA | Patient_Problem_Codes_FDA_CDRH | C50603 | Implant, Failure Of | An object or material, such as an alloplastic or radioactive material or tissue, partially or totally inserted or grafted into the body for prosthetic, therapeutic, diagnostic, or experimental purposes. | Failure of implant
FDA | Patient_Problem_Codes_FDA_CDRH | C3133 | Impotence
FDA | Patient_Problem_Codes_FDA_CDRH | C50415 | Improved Patient Condition |  | Condition of patient, improved¦Patient condition, improved
FDA | Patient_Problem_Codes_FDA_CDRH | C50914 | Inadequate Osteointegration
FDA | Patient_Problem_Codes_FDA_CDRH | C50607 | Incompetent Cervix | One that is abnormally prone to dilate in the second trimester of pregnancy, resulting in premature expulsion of the fetus. | Cervix, incompetent
FDA | Patient_Problem_Codes_FDA_CDRH | C3429 | Incontinence
FDA | Patient_Problem_Codes_FDA_CDRH | C50486 | Infarction, cerebral | An ischemic condition of the brain, producing a persistent focal neurological deficit in the area of distribution of the cerebral arteries. | Cerebral, Infarction
FDA | Patient_Problem_Codes_FDA_CDRH | C26726 | Infection
FDA | Patient_Problem_Codes_FDA_CDRH | C2890 | Infection, Bacterial |  | Bacterial infection
FDA | Patient_Problem_Codes_FDA_CDRH | C50534 | Infection, Direct | Infection produced by direct contact with another person. | Direct infection
FDA | Patient_Problem_Codes_FDA_CDRH | C3245 | Infection, Fungal |  | Fungal infection
FDA | Patient_Problem_Codes_FDA_CDRH | C50612 | Infection, Indirect | Infection transmitted by water, food or other means of conveyance. | Indirect infection
FDA | Patient_Problem_Codes_FDA_CDRH | C50617 | Infection, Intraocular | Infection within the eye. | Intraocular infection
FDA | Patient_Problem_Codes_FDA_CDRH | C50719 | Infection, Pyrogenic | An infection caused by pus-producing organisms. | Pyrogenic infection
FDA | Patient_Problem_Codes_FDA_CDRH | C50758 | Infection, Subclinical | Infection associated with no detectable symptoms but caused by microorganisms capable of producing easily recognizable diseases, such a poliomyelitis or mumps. | Subclinical infection
FDA | Patient_Problem_Codes_FDA_CDRH | C35650 | Infection, Upper Respiratory Tract
FDA | Patient_Problem_Codes_FDA_CDRH | C50791 | Infection, Urinary Tract |  | Urinary tract infection¦Tract, infection of urinary
FDA | Patient_Problem_Codes_FDA_CDRH | C3439 | Infection, Viral |  | Viral infection
FDA | Patient_Problem_Codes_FDA_CDRH | C50922 | Infective Agents |  | Agents, infective
FDA | Patient_Problem_Codes_FDA_CDRH | C25754 | Infiltration | To penetrate a tissue or substance. | Infiltrates
FDA | Patient_Problem_Codes_FDA_CDRH | C3137 | Inflammation
FDA | Patient_Problem_Codes_FDA_CDRH | C3671 | Injury
FDA | Patient_Problem_Codes_FDA_CDRH | C25182 | Inpatient
FDA | Patient_Problem_Codes_FDA_CDRH | C50796 | Insufficiency, Valvular | Dysfunction of one of the cardiac valves, with incomplete valve closure resulting in valvular regurgitation. | Valvular insufficiency
FDA | Patient_Problem_Codes_FDA_CDRH | C34818 | Intermenstrual Bleeding
FDA | Patient_Problem_Codes_FDA_CDRH | C50616 | Intimal Dissection | Pertaining to the inner layer of the blood vessels. | Dissection, intimal
FDA | Patient_Problem_Codes_FDA_CDRH | C50438 | Intracranial hemorrhage | Bleeding within the cranium. | Bleeding, Intracranial¦Intracranial bleeding¦Hemorrhage, Intracranial
FDA | Patient_Problem_Codes_FDA_CDRH | C50618 | Intraocular Pressure Rise | Increase of pressure of the intraocular fluid in the eye. | IOPR¦Rise in intraocular pressure, (IOPR)¦Pressure (IOPR), rise in intraocular¦IOPR, intraocular pressure rise¦Intraocular pressure rise, (IOPR)
FDA | Patient_Problem_Codes_FDA_CDRH | C50786 | Intraocular Pressure, Delayed, Uncontrolled | Changes in the fluid pressure inside the eye. | Delayed, uncontrolled intraocular pressure (IOP)¦Uncontrolled/delayed intraocular pressure (IOP)¦IOP Delayed, Uncontrolled¦Intraocular pressure (IOP), delayed, uncontrolled¦Pressure (IOP), delayed uncontrolled intraocular¦IOP (intraocular pressure), delayed, uncontrolled
FDA | Patient_Problem_Codes_FDA_CDRH | C50619 | Intraoperative Pain
FDA | Patient_Problem_Codes_FDA_CDRH | C48197 | Intravasation | The entrance of foreign matter into a blood vessel.
FDA | Patient_Problem_Codes_FDA_CDRH | C37981 | Intubation
FDA | Patient_Problem_Codes_FDA_CDRH | C50621 | Iritis | Inflammation of the iris.
FDA | Patient_Problem_Codes_FDA_CDRH | C50623 | Irritability
FDA | Patient_Problem_Codes_FDA_CDRH | C50624 | Irritation
FDA | Patient_Problem_Codes_FDA_CDRH | C34738 | Ischemia
FDA | Patient_Problem_Codes_FDA_CDRH | C50625 | Ischemic Heart Disease |  | Disease, ischemic heart¦Heart disease, ischemic
FDA | Patient_Problem_Codes_FDA_CDRH | C3344 | Itching
FDA | Patient_Problem_Codes_FDA_CDRH | C3143 | Jaundice
FDA | Patient_Problem_Codes_FDA_CDRH | C26750 | Joint Dislocation |  | Dislocated joint
FDA | Patient_Problem_Codes_FDA_CDRH | C35760 | Joint Disorder |  | Disorder, joint
FDA | Patient_Problem_Codes_FDA_CDRH | C50627 | Joint Swelling |  | Swelling, joint
FDA | Patient_Problem_Codes_FDA_CDRH | C26805 | Keratitis
FDA | Patient_Problem_Codes_FDA_CDRH | C50450 | Keratitis, Acanthamoeba | Keratitis due to infection by acanthamoeba; it is usually associated with soft contact lens wear, particularly overnight wear. | Acanthamoeba keratitis
FDA | Patient_Problem_Codes_FDA_CDRH | C50917 | Labor, Premature | Ouster of a viable infant before the normal end of gestation, commonly defined as interruption of pregnancy between the twentieth-thirty seventh completed weeks after the onset of the last menstrual cycle. | Premature labor
FDA | Patient_Problem_Codes_FDA_CDRH | C50446 | Laceration(s)
FDA | Patient_Problem_Codes_FDA_CDRH | C15266 | Laparotomy
FDA | Patient_Problem_Codes_FDA_CDRH | C61390 | Lead(s), burn(s) from
FDA | Patient_Problem_Codes_FDA_CDRH | C61392 | Lead(s), shock from
FDA | Patient_Problem_Codes_FDA_CDRH | C50628 | Leaflet Disruption | A separation of the cusp of a heart valve. | Disruption, leaflet
FDA | Patient_Problem_Codes_FDA_CDRH | C50864 | Leaflet Disruption Due To Calcification |  | Calicification, leaflet disruption due to
FDA | Patient_Problem_Codes_FDA_CDRH | C50906 | Leaflet Disruption Due To Host Tissue Overgrowth |  | Host tissue overgrowth, leaflet disruption due to
FDA | Patient_Problem_Codes_FDA_CDRH | C50866 | Leaflet Disruption Due To Infection |  | Infection, leaflet disruption due to
FDA | Patient_Problem_Codes_FDA_CDRH | C50908 | Leaflet Disruption Due To Suture Abrasion |  | Suture abrasion, leaflet disruption due to
FDA | Patient_Problem_Codes_FDA_CDRH | C50907 | Leaflet Disruption, Cause Unknown |  | Unknown cause of leaflet disruption
FDA | Patient_Problem_Codes_FDA_CDRH | C50696 | Leak(s), Perivalvular | The escape of blood around a heart valve, particularly around its leaflets. | Perivalvular Leak
FDA | Patient_Problem_Codes_FDA_CDRH | C50629 | Left Ventricular Dysfunction |  | Dysfunction, left ventricular¦Ventricular dysfunction, left
FDA | Patient_Problem_Codes_FDA_CDRH | C50630 | Left Ventricular Failure | Failure of adequate output by the left ventricle despite an increase in distending pressure and in end-diastolic volume, with dyspnea, orthopnea, and other signs and symptoms of pulmonary congestion and edema. | Failure, left ventricular¦Ventricular failure, left
FDA | Patient_Problem_Codes_FDA_CDRH | C50631 | Left Ventricular Hypertrophy | Enlargement or overgrowth of the myocardium of the left ventricle, due to chronic pressure overload. | Ventricular hypertrophy, left
FDA | Patient_Problem_Codes_FDA_CDRH | C50836 | Lens, Replacement Of
FDA | Patient_Problem_Codes_FDA_CDRH | C3824 | Lesion
FDA | Patient_Problem_Codes_FDA_CDRH | C50632 | Lesions In The Target Points
FDA | Patient_Problem_Codes_FDA_CDRH | C50412 | Lethargic
FDA | Patient_Problem_Codes_FDA_CDRH | C50633 | Ligament(s), Damage To |  | Damage to ligament(s)
FDA | Patient_Problem_Codes_FDA_CDRH | C50909 | Limited Mobility Of The Implanted Joint
FDA | Patient_Problem_Codes_FDA_CDRH | C50853 | Liver Contusion | Bruising of the liver. | Contusion, liver
FDA | Patient_Problem_Codes_FDA_CDRH | C50634 | Liver Dysfunction |  | Dysfunction, liver
FDA | Patient_Problem_Codes_FDA_CDRH | C50854 | Liver Laceration(s) |  | Laceration(s), liver
FDA | Patient_Problem_Codes_FDA_CDRH | C50635 | Loss of consciousness
FDA | Patient_Problem_Codes_FDA_CDRH | C50636 | Loss of pulse |  | Pulse, Loss Of
FDA | Patient_Problem_Codes_FDA_CDRH | C50641 | Low Cardiac Output |  | Cardiac output, low¦Output, low cardiac
FDA | Patient_Problem_Codes_FDA_CDRH | C50644 | Lung, Overinflation Of |  | Overinflation of lung
FDA | Patient_Problem_Codes_FDA_CDRH | C27153 | Lupus
FDA | Patient_Problem_Codes_FDA_CDRH | C3832 | Malaise
FDA | Patient_Problem_Codes_FDA_CDRH | C50431 | Mammogram, Abnormal |  | Abnormal mammogram
FDA | Patient_Problem_Codes_FDA_CDRH | C50413 | Manual Ventilation Required |  | Ventilation required, manual
FDA | Patient_Problem_Codes_FDA_CDRH | C50645 | Mediastinal Shift | Normal location of the mediastinum changes to the right or left, depending upon the underlying cause. | Shift, mediastinal
FDA | Patient_Problem_Codes_FDA_CDRH | C54027 | Medical Problem |  | Patient Problem Code¦Patient Problem
FDA | Patient_Problem_Codes_FDA_CDRH | C50649 | Membrane, Breakage Of |  | Breakage of membrane
FDA | Patient_Problem_Codes_FDA_CDRH | C2867 | Memory Loss |  | Loss of memorys
FDA | Patient_Problem_Codes_FDA_CDRH | C26828 | Meningitis
FDA | Patient_Problem_Codes_FDA_CDRH | C35219 | Menstrual Irregularities | Deviations from the normal process; e.g. delayed, difficult, profuse, scanty, unusual bleeding, etc. | Irregularities, menstrual
FDA | Patient_Problem_Codes_FDA_CDRH | C41456 | Microcyst(s) | A tiny cyst, frequently of such dimensions that a magnifying lens or microscope is required for observation.
FDA | Patient_Problem_Codes_FDA_CDRH | C50549 | Microcysts, Epithelial | Very small, round vesicles containing fluid and cellular debris observed on the surface of the cornea under slit-lamp examination in some types of corneal dystrophy and in wearers of extended-wear lenses. | Epithelial microcysts
FDA | Patient_Problem_Codes_FDA_CDRH | C50650 | Microperforation(s) | Small holes made through a part or a substance.
FDA | Patient_Problem_Codes_FDA_CDRH | C50651 | Migration | Pass from one part of the body or organ to another.
FDA | Patient_Problem_Codes_FDA_CDRH | C34336 | Miscarriage | Loss of the products of conception from the uterus before the fetus is viable; spontaneous abortion.
FDA | Patient_Problem_Codes_FDA_CDRH | C50432 | Misdiagnosis
FDA | Patient_Problem_Codes_FDA_CDRH | C50429 | Missed Dose |  | Dose, missed
FDA | Patient_Problem_Codes_FDA_CDRH | C50888 | Mitral Insufficiency |  | Insufficiency, mitral
FDA | Patient_Problem_Codes_FDA_CDRH | C50653 | Mitral Perforation |  | Perforation, mitral
FDA | Patient_Problem_Codes_FDA_CDRH | C50852 | Mitral Regurgitation | The backward flow of blood from the left ventricle into the left atrium, owing to insufficiency of the mitral valve; it may be acute or chronic, usually due to mitral valve prolapse, rheumatic heart disease or a complication of cardiac dilatation. | Regurgitation, mitral
FDA | Patient_Problem_Codes_FDA_CDRH | C50654 | Mitral Stenosis | Narrowing of the left atrioventricular mitral orifice. | Stenosis, mitral
FDA | Patient_Problem_Codes_FDA_CDRH | C50655 | Mitral Valve Prolapse | Prolapse of the mitral valve, often with regurgitation, associated with myxomatous proliferation of the leaflets of the mitral valve. | Prolapse, mitral valve¦Valve, prolapse of mitral
FDA | Patient_Problem_Codes_FDA_CDRH | C50825 | Mitral Valve Replacement |  | Valve replacement, mitral¦Replacement, mitral valve
FDA | Patient_Problem_Codes_FDA_CDRH | C50656 | Muscle Spasm(s) | A sudden, violent, involuntary contraction of a muscle or group of muscles. | Spasm(s), muscle)
FDA | Patient_Problem_Codes_FDA_CDRH | C50657 | Muscle Stimulation |  | Stimulation of muscle
FDA | Patient_Problem_Codes_FDA_CDRH | C50658 | Muscle Weakness |  | Weakness, muscular
FDA | Patient_Problem_Codes_FDA_CDRH | C50659 | Muscular Rigidity | Stiffness or inflexibility. | Rigidity, muscular
FDA | Patient_Problem_Codes_FDA_CDRH | C50660 | Muscular Tics | An involuntary, compulsive, repetitive stereotyped movement, usually of the face or shoulders.
FDA | Patient_Problem_Codes_FDA_CDRH | C27009 | Myalgia
FDA | Patient_Problem_Codes_FDA_CDRH | C50661 | Myocardial Contusion | A bruise to the heart. | Cardiac contusion¦Contusion, myocardial¦Contusion, cardiac
FDA | Patient_Problem_Codes_FDA_CDRH | C27996 | Myocardial Infarction | Gross necrosis of the myocardium, as a result of interruption of the blood supply to the area, as in coronary thrombosis. | Infarction (MI), myocardial¦MI, myocardial infarctionl¦MI¦Myocardial infarction, (MI)l
FDA | Patient_Problem_Codes_FDA_CDRH | C34831 | Myocarditis
FDA | Patient_Problem_Codes_FDA_CDRH | C50662 | Nasal Obstruction |  | Obstruction, nasal
FDA | Patient_Problem_Codes_FDA_CDRH | C3258 | Nausea
FDA | Patient_Problem_Codes_FDA_CDRH | C16897 | Necrosis
FDA | Patient_Problem_Codes_FDA_CDRH | C50567 | Necrosis Of Flap Tissue |  | Tissue, necrosis of flap¦Flap tissue, necrosis of
FDA | Patient_Problem_Codes_FDA_CDRH | C50665 | Needle Stick/Puncture |  | Puncture/stick from needle¦Stick/puncture from needle
FDA | Patient_Problem_Codes_FDA_CDRH | C50666 | Neonatal Deformities |  | Deformities, neonatal
FDA | Patient_Problem_Codes_FDA_CDRH | C50667 | Neonatal Hearing Impairment |  | Hearing impairment, neonatal¦Impairment to hearing, neonatal
FDA | Patient_Problem_Codes_FDA_CDRH | C50668 | Neonatal Hearing Loss |  | Hearing loss, neonatal¦Loss of hearing, neonatal
FDA | Patient_Problem_Codes_FDA_CDRH | C16900 | Neovascularization
FDA | Patient_Problem_Codes_FDA_CDRH | C50669 | Nerve Damage |  | Damage to nerve(s)
FDA | Patient_Problem_Codes_FDA_CDRH | C50915 | Nerve Proximity NOS (Not Otherwise Specified)
FDA | Patient_Problem_Codes_FDA_CDRH | C50787 | Nerve Stimulation, Undesired |  | Undesired nerve stimulation¦Stimulation of nerve, undesired
FDA | Patient_Problem_Codes_FDA_CDRH | C50670 | Neural Tissue Damage |  | Damage to neural tissue¦Tissue damage, neural
FDA | Patient_Problem_Codes_FDA_CDRH | C50672 | Neurological Deficit/Dysfunction |  | Deficit/dysfunction, neurological¦Dysfunction/deficit, neurological
FDA | Patient_Problem_Codes_FDA_CDRH | C4731 | Neuropathy
FDA | Patient_Problem_Codes_FDA_CDRH | C50673 | Nipple Sensation, Changes In/Loss Of |  | Changes in/loss of nipple sensation¦Sensation, changes in/loss of nipple¦Loss of/changes in nipple sensation
FDA | Patient_Problem_Codes_FDA_CDRH | C50674 | Nipple Ulceration |  | Ulceration, nipple
FDA | Patient_Problem_Codes_FDA_CDRH | C50675 | No Consequences Or Impact To Patient |  | Consequences or impact to patient, none¦Patient, no consequences or impact to¦Impact or consequences to patient, none
FDA | Patient_Problem_Codes_FDA_CDRH | C50912 | No Patient Involvement
FDA | Patient_Problem_Codes_FDA_CDRH | C50405 | Nonpyrogenic
FDA | Patient_Problem_Codes_FDA_CDRH | C50676 | Nonresorbable Materials, Unretrieved In Body |  | Materials (nonresorbable), unretrieved in body¦Unretrieved nonresorbable materials in body
FDA | Patient_Problem_Codes_FDA_CDRH | C50404 | Nonspecific
FDA | Patient_Problem_Codes_FDA_CDRH | C34857 | Numbness
FDA | Patient_Problem_Codes_FDA_CDRH | C3284 | Obstruction
FDA | Patient_Problem_Codes_FDA_CDRH | C50678 | Occlusion | The act of closure or the state of being closed; an obstruction; the relationship between all of the components of the masticatory system in normal function, dysfunction, and parafunction; momentary complete closure of some area in the vocal tract, causing stoppage of the breath and accumulation of pressure.
FDA | Patient_Problem_Codes_FDA_CDRH | C50849 | Optical Nerve Damage |  | Damage to optical nerve(s)¦Nerve damage, optical
FDA | Patient_Problem_Codes_FDA_CDRH | C50475 | Optical tissue, breakdown of |  | Tissue, Breakdown Of Optical
FDA | Patient_Problem_Codes_FDA_CDRH | C50679 | Organ(s), Perforation Of |  | Perforation of organ(s)
FDA | Patient_Problem_Codes_FDA_CDRH | C50680 | Ossification | The formation of bone or of a bony substance; the conversion of fibrous tissue or of cartilage into bone or a bony substance.
FDA | Patient_Problem_Codes_FDA_CDRH | C50681 | Osteolysis | Dissolution of bone; applied especially to the removal or loss of the calcium of bone.
FDA | Patient_Problem_Codes_FDA_CDRH | C50910 | Osteopenia |  | Bone Loss
FDA | Patient_Problem_Codes_FDA_CDRH | C28293 | Outpatient
FDA | Patient_Problem_Codes_FDA_CDRH | C50682 | Overcorrection
FDA | Patient_Problem_Codes_FDA_CDRH | C50873 | Overdose
FDA | Patient_Problem_Codes_FDA_CDRH | C50850 | Oversedated
FDA | Patient_Problem_Codes_FDA_CDRH | C50683 | Overstimulation
FDA | Patient_Problem_Codes_FDA_CDRH | C50504 | Overwear Syndrome | Ocular pain which may be very intense, accompanied by corneal epithelium damage, conjunctival injection, lacrimation, blepharospasm, photophobia and hazy vision following corneal edema caused by overwear of contact lenses, principally the PMMA type. | Syndrome, overwear
FDA | Patient_Problem_Codes_FDA_CDRH | C50584 | Oxygen Saturation, High | The calculated measurements indicating the degree to which oxygen is bound to hemoglobin is high. | Saturation, high oxygen¦High oxygen saturation
FDA | Patient_Problem_Codes_FDA_CDRH | C50640 | Oxygen Saturation, Low | The calculated measurements indicating the degree to which oxygen is bound to hemoglobin is low. | Low oxygen saturation¦Saturation, low oxygen
FDA | Patient_Problem_Codes_FDA_CDRH | C3303 | Pain
FDA | Patient_Problem_Codes_FDA_CDRH | C50605 | Pain Relief, Inadequate |  | Inadequate pain relief
FDA | Patient_Problem_Codes_FDA_CDRH | C26682 | Pain, Abdominal |  | Abdominal pain
FDA | Patient_Problem_Codes_FDA_CDRH | C50663 | Pain, Neck |  | Neck pain
FDA | Patient_Problem_Codes_FDA_CDRH | C50684 | Painful Stimulation |  | Stimulation, painful
FDA | Patient_Problem_Codes_FDA_CDRH | C50685 | Pallor
FDA | Patient_Problem_Codes_FDA_CDRH | C37999 | Palpitations
FDA | Patient_Problem_Codes_FDA_CDRH | C50686 | Pannus Formation | Superficial vascularization of the cornea with infiltration of granulation tissue; an inflammatory exudate overlying the lining layer of synovial cells on the inside of a joint. | Formation, pannus
FDA | Patient_Problem_Codes_FDA_CDRH | C3310 | Paralysis
FDA | Patient_Problem_Codes_FDA_CDRH | C50687 | Paraplegia | Paralysis of the legs and lower part of the body.
FDA | Patient_Problem_Codes_FDA_CDRH | C50688 | Paresis | A slight or incomplete paralysis.
FDA | Patient_Problem_Codes_FDA_CDRH | C61389 | Patch test, abnormal results of
FDA | Patient_Problem_Codes_FDA_CDRH | C50525 | Peak Expiratory Flowrate, Decreased | A decrease of the greatest rate of flow that can be achieved during forced expiration beginning with the lungs fully inflated. | Decreased peak expiratory flowrate¦Flowrate, decreased peak expiratory
FDA | Patient_Problem_Codes_FDA_CDRH | C50610 | Peak Expiratory Flowrate, Increased | An increase of the greatest rate of flow that can be achieved during forced expiration beginning with the lungs fully inflated. | Flowrate, increased peak expiratory¦Increased peak expiratory flowrate
FDA | Patient_Problem_Codes_FDA_CDRH | C50691 | Peeling | A peeling off or loss of epidermis, as in sunburn, postscarlatinal peeling, or toxic epidermal necrolysis.
FDA | Patient_Problem_Codes_FDA_CDRH | C3889 | Pelvic Inflammatory Disease | Any pelvic infection involving the upper female genital tract beyond the cervix. | Disease (PID), pelvic inflammatory¦Inflammatory disease (PID), pelvic¦PID, pelvic inflammatory diseasec¦Pelvic inflammatory disease, (PID)¦PID
FDA | Patient_Problem_Codes_FDA_CDRH | C4080 | Perforation
FDA | Patient_Problem_Codes_FDA_CDRH | C50694 | Peripheral Vascular Disease |  | Disease, peripheral vascular¦Vascular disease, peripheral
FDA | Patient_Problem_Codes_FDA_CDRH | C50695 | Peritoneal Laceration(s) |  | Laceration(s), peritoneal
FDA | Patient_Problem_Codes_FDA_CDRH | C26849 | Peritonitis
FDA | Patient_Problem_Codes_FDA_CDRH | C27061 | Peroneal Nerve Palsy | Paralysis of the nerves located in the legs. | Nerve palsy, peroneal¦Palsy, peroneal nerve
FDA | Patient_Problem_Codes_FDA_CDRH | C26851 | Pharyngitis
FDA | Patient_Problem_Codes_FDA_CDRH | C38003 | Phlebitis
FDA | Patient_Problem_Codes_FDA_CDRH | C50697 | Phosphene Visualization | An objective visual sensation that appears with the eyes closed and in the absence of visual light. | Visualization, phosphene
FDA | Patient_Problem_Codes_FDA_CDRH | C50698 | Phototoxicity | A nonimmunologic, chemically induced type of photosensitivity.
FDA | Patient_Problem_Codes_FDA_CDRH | C17000 | Pleomorphism
FDA | Patient_Problem_Codes_FDA_CDRH | C3331 | Pleural Effusion |  | Effusion, pleural
FDA | Patient_Problem_Codes_FDA_CDRH | C3333 | Pneumonia
FDA | Patient_Problem_Codes_FDA_CDRH | C38006 | Pneumothorax
FDA | Patient_Problem_Codes_FDA_CDRH | C50699 | Pocket Erosion | Erosion of patient's skin pocket which houses a device. | Erosion, pocket
FDA | Patient_Problem_Codes_FDA_CDRH | C50700 | Polydipsia | Chronic excessive intake of water; it may be from an organic cause, such as the dehydration of diabetes mellitus, diabetes insipidus, or a reaction to medication, or from a psychological cause. When untreated it can lead to water intoxication.
FDA | Patient_Problem_Codes_FDA_CDRH | C26925 | Polymyositis
FDA | Patient_Problem_Codes_FDA_CDRH | C50701 | Positive antinuclear antibodies (ANA) | Antibodies directed against nuclear antigens; almost invariably found in systemic lupus erythematosus and are frequently found in rheumatoid arthritis, scleroderma, Sjogren's Syndrome and mixed connective tissue disease. | ANA, positive antinuclear antibodies¦Antinuclear antibodies (ANA), positive¦Antibodies (ANA), positive antinuclear
FDA | Patient_Problem_Codes_FDA_CDRH | C50788 | Postoperative Refraction, Unexpected
FDA | Patient_Problem_Codes_FDA_CDRH | C50706 | Pressure Sores/Ulcers | Death of tissue due to external pressure. | Pressure, necrosis¦Ulcers/sores, pressure¦Sores/ulcers, pressure¦Necrosis, Pressure
FDA | Patient_Problem_Codes_FDA_CDRH | C36173 | Prolapse
FDA | Patient_Problem_Codes_FDA_CDRH | C50710 | Protrusion
FDA | Patient_Problem_Codes_FDA_CDRH | C50711 | Pseudoaneurysm
FDA | Patient_Problem_Codes_FDA_CDRH | C27298 | Ptosis
FDA | Patient_Problem_Codes_FDA_CDRH | C50585 | Pulmonary Arterial Wedge Pressure, High | The measurement of the mean left arterial pressure, as measured by a catheter introduced into the distal pulmonary artery, is high. | Arterial wedge pressure, high pulmonary¦Pressure, high pulmonary arterial wedge¦Wedge pressure, high pulmonary arterial¦High pulmonary arterial wedge pressure
FDA | Patient_Problem_Codes_FDA_CDRH | C50642 | Pulmonary Arterial Wedge Pressure, Low | The measurement of the mean left pulmonary arterial pressure, as measured by a catheter introduced into the distal pulmonary artery, is low. | Arterial wedge pressure, low pulmonary¦Pressure, low pulmonary arterial wedge¦Wedge pressure, low pulmonary arterial¦Low pulmonary arterial wedge pressure
FDA | Patient_Problem_Codes_FDA_CDRH | C50677 | Pulmonary Arterial Wedge Pressure, Normal | The measurement of the mean left arterial pressure, as measured by a catheter introduced into the distal pulmonary artery, is normal. | Arterial wedge pressure, normal pulmonary¦Normal pulmonary arterial wedge pressure¦Pressure, normal pulmonary arterial wedge¦Wedge pressure, normal pulmonary arterial
FDA | Patient_Problem_Codes_FDA_CDRH | C50712 | Pulmonary Dysfunction |  | Dysfunction, pulmonary
FDA | Patient_Problem_Codes_FDA_CDRH | C26868 | Pulmonary Edema |  | Edema, pulmonary
FDA | Patient_Problem_Codes_FDA_CDRH | C50713 | Pulmonary Embolism | The closure of the pulmonary artery or one of its branches by an embolus, sometimes associated with infarction of the lung. | Embolism, pulmonary
FDA | Patient_Problem_Codes_FDA_CDRH | C50714 | Pulmonary Infarction | Localized necrosis of lung tissue caused by obstruction of the arterial blood supply, most often due to pulmonary embolism. | Infarction, pulmonary
FDA | Patient_Problem_Codes_FDA_CDRH | C51447 | Pulmonary Insufficiency |  | Insufficiency, pulmonary
FDA | Patient_Problem_Codes_FDA_CDRH | C50848 | Pulmonary Regurgitation | The backflow of blood from the pulmonary artery into the right ventricle, owing to insufficiency of the pulmonic semilunar valve. | Regurgitation, pulmonary
FDA | Patient_Problem_Codes_FDA_CDRH | C50715 | Pulmonary Stenosis | Narrowing of the opening between the pulmonary artery and the right ventricle, usually at the level of the valve leaflets. | Stenosis, pulmonary
FDA | Patient_Problem_Codes_FDA_CDRH | C50817 | Pulmonary Valve Replacement |  | Replacement of pulmonary valve¦Valve, replacement of pulmonary
FDA | Patient_Problem_Codes_FDA_CDRH | C50533 | Pulse, Diminished |  | Pulse, diminished
FDA | Patient_Problem_Codes_FDA_CDRH | C50622 | Pulse, Irregular | A pulse that beats at irregular intervals. | Irregular pulse
FDA | Patient_Problem_Codes_FDA_CDRH | C51226 | Punctured blood vessels |  | Blood vessels, punctured¦Vessels, punctured blood
FDA | Patient_Problem_Codes_FDA_CDRH | C50716 | Pupillary Block | An obstruction of the pupil. | Block, pupillary
FDA | Patient_Problem_Codes_FDA_CDRH | C50717 | Purulent Discharge | Consisting of or containing pus; associated with the formation of or caused by pus. | Discharge, purulent
FDA | Patient_Problem_Codes_FDA_CDRH | C50718 | Pus
FDA | Patient_Problem_Codes_FDA_CDRH | C50409 | Pyrogenic
FDA | Patient_Problem_Codes_FDA_CDRH | C50721 | Quadriplegia | Paralysis of all four limbs.
FDA | Patient_Problem_Codes_FDA_CDRH | C61395 | R on T phenomenon | The occurrence of a premature ventricular complex near the peak of the T wave in electrocardiography; it may lead to ventricular tachycardia or fibrillation.
FDA | Patient_Problem_Codes_FDA_CDRH | C50722 | Radiation burn | A burn caused by exposure to x-ray, radium, sunlight, atomic or any other type of radiant energy. | Burn, Radiation
FDA | Patient_Problem_Codes_FDA_CDRH | C61401 | Radiation Exposure, Unintended
FDA | Patient_Problem_Codes_FDA_CDRH | C50862 | Radiation Overdose |  | Overdose of radiation
FDA | Patient_Problem_Codes_FDA_CDRH | C61400 | Radiation Overexposure
FDA | Patient_Problem_Codes_FDA_CDRH | C50723 | Radiation Sickness Syndrome | Radiation induced skin desquamation | Syndrome, radiation sickness¦Sickness syndrome, radiation
FDA | Patient_Problem_Codes_FDA_CDRH | C52354 | Radiation Underdose |  | Underdose, radiation
FDA | Patient_Problem_Codes_FDA_CDRH | C61399 | Radiation Underexposure
FDA | Patient_Problem_Codes_FDA_CDRH | C3349 | Radiodermatitis | A cutaneous inflammatory reaction occurring as a result of exposure to biologically effective levels of ionizing radiation.
FDA | Patient_Problem_Codes_FDA_CDRH | C50637 | Range Of Motion, Loss Of |  | Loss of range of motion¦Motion, loss of range of
FDA | Patient_Problem_Codes_FDA_CDRH | C39594 | Rash
FDA | Patient_Problem_Codes_FDA_CDRH | C50724 | Raynauds Phenomenon | Intermittent bilateral attacks of ischemia of the fingers or toes and sometimes of the ears or nose, marked by severe pallor, and often accompanied by paresthesia and pain. | Phenomenon, Raynauds
FDA | Patient_Problem_Codes_FDA_CDRH | C25637 | Reaction
FDA | Patient_Problem_Codes_FDA_CDRH | C3508 | Reaction, Injection Site |  | Injection site reaction
FDA | Patient_Problem_Codes_FDA_CDRH | C50419 | Reaction, Local |  | Local reaction
FDA | Patient_Problem_Codes_FDA_CDRH | C50720 | Reaction, Pyrogenic | A physical response to the presence of endotoxins in the bloodstream, which is characterized by fever and occasionally chills and shaking rigors. | Pyrogenic reaction
FDA | Patient_Problem_Codes_FDA_CDRH | C50725 | Red Eye(s) | Lay term applied to any condition with dilation of conjunctival or ciliary blood vessels; innumerable causes, especially irritation and infection. | Eye(s), red
FDA | Patient_Problem_Codes_FDA_CDRH | C50726 | Regurgitation | Flow in the opposite direction from normal, as the casting up of undigested food or gas from the stomach, or the backward flowing of blood into the heart, or between the chambers of the heart when a valve is incompetent.
FDA | Patient_Problem_Codes_FDA_CDRH | C50797 | Regurgitation, Valvular | Regurgitation of the blood of the heart valves owning to imperfect closing, insufficiency or incompetency of the valves. | Valvular regurgitation
FDA | Patient_Problem_Codes_FDA_CDRH | C50820 | Reinfusion
FDA | Patient_Problem_Codes_FDA_CDRH | C50828 | Reintubate
FDA | Patient_Problem_Codes_FDA_CDRH | C9439 | Renal Disease, End Stage | Chronic, irreversible renal failure. | Disease (ESRD), end stage renal¦Renal disease (ESRD), end stage¦End stage renal disease (ESRD)¦ESRD, end stage renal disease¦ESRD
FDA | Patient_Problem_Codes_FDA_CDRH | C4376 | Renal failure |  | Failure, renal
FDA | Patient_Problem_Codes_FDA_CDRH | C50727 | Reocclusion
FDA | Patient_Problem_Codes_FDA_CDRH | C50728 | Respiratory Acidosis | A state due to excess retention of carbon dioxide in the body. | Acidosis, Respiratory
FDA | Patient_Problem_Codes_FDA_CDRH | C50729 | Respiratory Alkalosis | A pathologic condition resulting from accumulation of base, or from loss of acid without comparable loss of base in the body fluids, and characterized by decrease in hydrogen ion concentration.
FDA | Patient_Problem_Codes_FDA_CDRH | C27165 | Respiratory Distress |  | Distress, respiratory
FDA | Patient_Problem_Codes_FDA_CDRH | C27560 | Respiratory Distress Syndrome Of Newborns | A condition of the newborn marked by dyspnea with cyanosis, most frequently occurring in premature infants, children of diabetic mothers and infants delivered by cesarean section, and sometimes with no predisposing cause. | RDS, respiratory distress syndrome of newborns¦Respiratory distress syndrome of newborns (RDS)¦Syndrome of newborns (RDS), respiratory distress¦RDS Of Newborns¦Newborns (RDS), respiratory distress syndrome of
FDA | Patient_Problem_Codes_FDA_CDRH | C26872 | Respiratory failure |  | Failure, respiratory
FDA | Patient_Problem_Codes_FDA_CDRH | C50474 | Respiratory Rate, Decreased |  | Decreased respiratory rate¦Rate of respiration, decreased
FDA | Patient_Problem_Codes_FDA_CDRH | C50767 | Respiratory Rate, Increased |  | Increased respiratory rate¦Rate of respiration, increased
FDA | Patient_Problem_Codes_FDA_CDRH | C50822 | Resuscitation
FDA | Patient_Problem_Codes_FDA_CDRH | C50731 | Retina, Damage To |  | Damage to retina
FDA | Patient_Problem_Codes_FDA_CDRH | C34979 | Retina, Degeneration Of |  | Degeneration of retina
FDA | Patient_Problem_Codes_FDA_CDRH | C50732 | Retina, Tear(s) In
FDA | Patient_Problem_Codes_FDA_CDRH | C50406 | Retrograde
FDA | Patient_Problem_Codes_FDA_CDRH | C50427 | Retrograde Flow |  | Flow, retrograde
FDA | Patient_Problem_Codes_FDA_CDRH | C34882 | Rheumatic Heart Disease |  | Disease, rheumatic heart¦Heart disease, rheumatic
FDA | Patient_Problem_Codes_FDA_CDRH | C50733 | Right Ventricular Dysfunction |  | Dysfunction, right ventricular
FDA | Patient_Problem_Codes_FDA_CDRH | C50846 | Right Ventricular Failure | Failure of proper functioning of the right ventricle, with venous engorgement, hepatic enlargement, and subcutaneous edema. | Failure, right ventricular¦Ventricular failure, right
FDA | Patient_Problem_Codes_FDA_CDRH | C50734 | Right Ventricular Hypertrophy | Enlargement or overgrowth of the myocardium of the right ventricle, due chronic pressure overload. | Hypertrophy, right ventricular¦Ventricular hypertrophy, right
FDA | Patient_Problem_Codes_FDA_CDRH | C9445 | Rupture
FDA | Patient_Problem_Codes_FDA_CDRH | C50735 | Rupture Due To Stress From Capsular Contracture |  | Capsular contracture, rupture due to stress from¦Stress from capsular contracture, rupture due to
FDA | Patient_Problem_Codes_FDA_CDRH | C50827 | Scar Excision |  | Excision, scar
FDA | Patient_Problem_Codes_FDA_CDRH | C50737 | Scar Tissue | Formation of new tissue formed in the healing of a wound. | Cicatrix¦Tissue, scar
FDA | Patient_Problem_Codes_FDA_CDRH | C34483 | Scarring
FDA | Patient_Problem_Codes_FDA_CDRH | C26746 | Scleroderma
FDA | Patient_Problem_Codes_FDA_CDRH | C21097 | Sedation
FDA | Patient_Problem_Codes_FDA_CDRH | C2962 | Seizures |  | Convulsion
FDA | Patient_Problem_Codes_FDA_CDRH | C50436 | Seizures, Absence | The seizure seen in absence epilepsy, consisting of a sudden momentary break in consciousness of thought or activity, often accompanied by automatisms or clonic movements, especially of the eyelids. | Seizures, Petit-Mal¦Petit-mal seizures
FDA | Patient_Problem_Codes_FDA_CDRH | C50689 | Seizures, Focal | Partial seizure. | Focal seizuresl
FDA | Patient_Problem_Codes_FDA_CDRH | C50847 | Seizures, Focal Motor | A simple partial seizure consisting of clonus or spasm of a muscle or muscle group; it may be single or in a continuous and repetitive series or may spread to adjacent muscles. | Focal motor seizures
FDA | Patient_Problem_Codes_FDA_CDRH | C50574 | Seizures, Grand-Mal | A symptomatic form of epilepsy often preceded by an aura; characterized by loss of consciousness with generalized tonic- clonic seizures. | Grand-mal seizures
FDA | Patient_Problem_Codes_FDA_CDRH | C25201 | Sensitivity
FDA | Patient_Problem_Codes_FDA_CDRH | C50738 | Sensitization | Administration of antigen to induce a primary immune response; exposure to allergen that results in the development of hypersensitivity.
FDA | Patient_Problem_Codes_FDA_CDRH | C3364 | Sepsis
FDA | Patient_Problem_Codes_FDA_CDRH | C50739 | Seroma | A tumor-like collection of serum in the tissues.
FDA | Patient_Problem_Codes_FDA_CDRH | C50740 | Severed Digit(s), (finger or toe) |  | Digits (finger or toe), severed¦Toe or finger, severed¦Finger or toe, severed
FDA | Patient_Problem_Codes_FDA_CDRH | C38038 | Shaking/Tremors |  | Tremors/shaking
FDA | Patient_Problem_Codes_FDA_CDRH | C35016 | Shock
FDA | Patient_Problem_Codes_FDA_CDRH | C50452 | Shock, Acoustic |  | Acoustic Shock
FDA | Patient_Problem_Codes_FDA_CDRH | C50460 | Shock, Anaphylactic | Systemic anaphylaxis is the most dramatic example of an immediate hypersensitivity reaction; is uncommon and unexpected in nature and occasionally results in a fatal outcome. | Anaphylaxis¦Anaphylactic shock
FDA | Patient_Problem_Codes_FDA_CDRH | C50482 | Shock, Cardiogenic | Shock resulting from primary failure of the heart in its pumping function, as in myocardial infarction, severe cardiomyopathy, or mechanical obstruction or compression of the heart. | Cardiogenic shock
FDA | Patient_Problem_Codes_FDA_CDRH | C50596 | Shock, Hypovolemic | Shock resulting from insufficient blood volume for the maintenance of adequate cardiac output, blood pressure and tissue perfusion. | Hypovolemic shock
FDA | Patient_Problem_Codes_FDA_CDRH | C50615 | Shock, Insulin | A hypoglycemic reaction to overdosage of insulin, a skipped meal, or strenuous exercise in an insulin-dependent diabetic. | Insulin shock
FDA | Patient_Problem_Codes_FDA_CDRH | C50671 | Shock, Neurogenic | Shock resulting from neurogenic vasodilation, which can be produced by cerebral trauma or hemorrhage, spinal cord injury, deep general or spinal anesthesia, or toxic central nervous system depression. | Neurogenic shock
FDA | Patient_Problem_Codes_FDA_CDRH | C50703 | Shock, Postoperative | A state of shock following a surgical operation. | Postoperative shock
FDA | Patient_Problem_Codes_FDA_CDRH | C35018 | Shock, septic |  | Septic shock
FDA | Patient_Problem_Codes_FDA_CDRH | C35019 | Shock, Surgical |  | Surgical shock
FDA | Patient_Problem_Codes_FDA_CDRH | C50782 | Shock, Traumatic | Any shock produced by trauma. | Traumatic shock
FDA | Patient_Problem_Codes_FDA_CDRH | C50741 | Sinus, Perforation Of |  | Perforation of sinus
FDA | Patient_Problem_Codes_FDA_CDRH | C26883 | Sjogren's Syndrome |  | Syndrome, sjogren's
FDA | Patient_Problem_Codes_FDA_CDRH | C3327 | Skin Discoloration |  | Discoloration of skin
FDA | Patient_Problem_Codes_FDA_CDRH | C50845 | Skin Erosion | A gradual breakdown or very shallow ulceration of the skin which involves only the epidermis and heals without scarring. | Erosion, skin
FDA | Patient_Problem_Codes_FDA_CDRH | C2983 | Skin Inflammation |  | Inflammation of skin
FDA | Patient_Problem_Codes_FDA_CDRH | C50743 | Skin Irritation |  | Irritation of skin
FDA | Patient_Problem_Codes_FDA_CDRH | C50744 | Skin Tears
FDA | Patient_Problem_Codes_FDA_CDRH | C3376 | Sleep Disturbances |  | Disturbances, sleep
FDA | Patient_Problem_Codes_FDA_CDRH | C50746 | Sneezing
FDA | Patient_Problem_Codes_FDA_CDRH | C50747 | Sore Throat |  | Throat, sore
FDA | Patient_Problem_Codes_FDA_CDRH | C50748 | Soreness
FDA | Patient_Problem_Codes_FDA_CDRH | C50750 | Spinal Cord Injury |  | Injury, spinal cord
FDA | Patient_Problem_Codes_FDA_CDRH | C50751 | Spinal Injury |  | Injury, spinal
FDA | Patient_Problem_Codes_FDA_CDRH | C48060 | Spotting
FDA | Patient_Problem_Codes_FDA_CDRH | C35035 | Sprain
FDA | Patient_Problem_Codes_FDA_CDRH | C41330 | ST Segment Depression |  | Depression, ST segment
FDA | Patient_Problem_Codes_FDA_CDRH | C50540 | ST Segment Elevation | Evaluation of the interval from the end of ventricular depolarization to the onset of the T wave; it is usually isoelectric in normal subjects. | Elevation, ST segment
FDA | Patient_Problem_Codes_FDA_CDRH | C50752 | Stacking Breaths | Condition where there are a greater number of inhalations relative to the number of exhalations. | Breaths, stacking
FDA | Patient_Problem_Codes_FDA_CDRH | C50753 | Staining
FDA | Patient_Problem_Codes_FDA_CDRH | C50921 | Staphylococcus Aureus |  | S. aureus
FDA | Patient_Problem_Codes_FDA_CDRH | C50754 | Stenosis | Narrowing or stricture of a duct or canal. | Stricture
FDA | Patient_Problem_Codes_FDA_CDRH | C50755 | Stent Distortion |  | Distortion, stent
FDA | Patient_Problem_Codes_FDA_CDRH | C50664 | Stiffness, Neck |  | Neck stiffness
FDA | Patient_Problem_Codes_FDA_CDRH | C50756 | Strangulation | Chocking or arrest of respiration due to occlusion of the air passageway; arrest of circulation in a part due to compression.
FDA | Patient_Problem_Codes_FDA_CDRH | C50760 | Subepithelial Infiltration |  | Infiltration, subepithelial
FDA | Patient_Problem_Codes_FDA_CDRH | C50911 | Sudden Cardiac Death |  | Cardiac death, sudden¦Death, sudden cardiac
FDA | Patient_Problem_Codes_FDA_CDRH | C50762 | Suffocation | The stopping of respiration or the asphyxia that results from it.
FDA | Patient_Problem_Codes_FDA_CDRH | C50763 | Sunset Syndrome | Decentration, or malposition of intraocular lens; zonular dehiscence or lens malposition caused by zonular or parsplana fixation. | Syndrome, sunset
FDA | Patient_Problem_Codes_FDA_CDRH | C50823 | Surgery, Prolonged |  | Prolonged surgery
FDA | Patient_Problem_Codes_FDA_CDRH | C50835 | Surgical Incision, Enlargement Of
FDA | Patient_Problem_Codes_FDA_CDRH | C15329 | Surgical Procedure |  | Procedure, surgical
FDA | Patient_Problem_Codes_FDA_CDRH | C50421 | Surgical Procedure Aborted/Stopped |  | Procedure aborted/stopped, surgical
FDA | Patient_Problem_Codes_FDA_CDRH | C50831 | Surgical Procedure, Additional |  | Procedure, additional surgical
FDA | Patient_Problem_Codes_FDA_CDRH | C50422 | Surgical Procedure, Delayed |  | Procedure, delayed surgical
FDA | Patient_Problem_Codes_FDA_CDRH | C50830 | Surgical Procedure, Repeated |  | Procedure repeated, surgical¦Surgical procedure, repeated
FDA | Patient_Problem_Codes_FDA_CDRH | C50833 | Surgical Procedure, Unnecessary |  | Procedure, unnecessary surgical
FDA | Patient_Problem_Codes_FDA_CDRH | C50868 | Suture Abrasion
FDA | Patient_Problem_Codes_FDA_CDRH | C36172 | Sweating
FDA | Patient_Problem_Codes_FDA_CDRH | C3399 | Swelling
FDA | Patient_Problem_Codes_FDA_CDRH | C50764 | Swollen Glands |  | Glands, swollen
FDA | Patient_Problem_Codes_FDA_CDRH | C50765 | Swollen Lymph Nodes |  | Lymph nodes, swollen¦Nodes, swollen lymph
FDA | Patient_Problem_Codes_FDA_CDRH | C35053 | Syncope |  | Faint
FDA | Patient_Problem_Codes_FDA_CDRH | C50766 | Synovitis | Inflammation of a synovial membrane.
FDA | Patient_Problem_Codes_FDA_CDRH | C38029 | Tachycardia |  | Heart Rate, Increased¦Increased heart rate
FDA | Patient_Problem_Codes_FDA_CDRH | C50552 | Tearing, Excessive |  | Excessive tearing
FDA | Patient_Problem_Codes_FDA_CDRH | C50778 | Teeth, Sensitivity Of |  | Sensitivity Of Tooth
FDA | Patient_Problem_Codes_FDA_CDRH | C50844 | Tentorial Tears | Pertaining to tears involving the tentorium of the cerebellum. | Tears, tentorial
FDA | Patient_Problem_Codes_FDA_CDRH | C50916 | Teratogenic Effects |  | Effects, teratogenic
FDA | Patient_Problem_Codes_FDA_CDRH | C50789 | Therapeutic Effects, Unexpected |  | Effects, unexpected therapeutic¦Unexpected therapeutic effects
FDA | Patient_Problem_Codes_FDA_CDRH | C50526 | Therapeutic Response, Decreased |  | Decreased therapeutic response¦Response, decreased therapeutic
FDA | Patient_Problem_Codes_FDA_CDRH | C50611 | Therapeutic Response, Increased |  | Increased therapeutic response¦Response, increased therapeutic
FDA | Patient_Problem_Codes_FDA_CDRH | C50423 | Therapy/Non-Surgical Treatment, Aborted/Stopped |  | Treatment (non-surgical)/therapy, aborted/stopped¦Non-surgical treatment/therapy, aborted/stopped
FDA | Patient_Problem_Codes_FDA_CDRH | C50424 | Therapy/Non-Surgical Treatment, Additional |  | Non-surgical treatment/therapy, additional
FDA | Patient_Problem_Codes_FDA_CDRH | C50425 | Therapy/Non-Surgical Treatment/Delayed/Prolonged |  | Non-surgical treatment/therapy, delayed¦Treatment (non-surgical)/therapy, delayed¦Therapy/non-surgical treatment, delayed
FDA | Patient_Problem_Codes_FDA_CDRH | C50769 | Thinning Of Tissue
FDA | Patient_Problem_Codes_FDA_CDRH | C28195 | Thromboembolism
FDA | Patient_Problem_Codes_FDA_CDRH | C26891 | Thrombosis
FDA | Patient_Problem_Codes_FDA_CDRH | C27083 | Thrombus | An aggregation of blood factors, primarily platelets and fibrin with entrapment of cellular elements, frequently causing vascular obstruction at the point of its formation.
FDA | Patient_Problem_Codes_FDA_CDRH | C50770 | Thyroid Problems |  | Problems, thyroid
FDA | Patient_Problem_Codes_FDA_CDRH | C50771 | Tingling | A sensation as of repetitive pin pricks, caused by cold or by striking a nerve, or as a result of various diseases of the central or peripheral nervous system.
FDA | Patient_Problem_Codes_FDA_CDRH | C50772 | Tinnitus | A noise in the ears, such as ringing, buzzing, roaring, clicking. | Ears, ringing in¦Ringing in ears
FDA | Patient_Problem_Codes_FDA_CDRH | C61375 | Tissue Breakdown
FDA | Patient_Problem_Codes_FDA_CDRH | C50773 | Tissue Damage |  | Damage, tissue
FDA | Patient_Problem_Codes_FDA_CDRH | C50775 | Tissue Failure |  | Failure, tissue
FDA | Patient_Problem_Codes_FDA_CDRH | C50779 | Torsades-De-Pointes | 'Fringe of pointed tips'; An atypical rapid ventricular tachycardia with periodic waxing and waning of amplitude of the QRS complexes on the electrogram as well as rotation of the complexes about the isoelectric line.
FDA | Patient_Problem_Codes_FDA_CDRH | C50780 | Toxemia | The condition resulting from the spread of bacterial products (toxins) by the bloodstream.
FDA | Patient_Problem_Codes_FDA_CDRH | C35498 | Toxic Shock Syndrome | A severe illness caused by infection with staphylococcus aureus and characterized by high fever of sudden onset, vomiting, diarrhea, and myalgia, followed by hypotension and in severe cases, shock; a sunburn-like rash with peeling of the skin, especially of the palms and soles, occurs during the acute phase. | Shock syndrome (TSS), toxic¦TSS¦Syndrome (TSS), toxic shock¦TSS, toxic shock syndrome¦Toxic shock syndrome, (TSS)
FDA | Patient_Problem_Codes_FDA_CDRH | C27990 | Toxicity
FDA | Patient_Problem_Codes_FDA_CDRH | C50493 | Toxins In Children | Children affected by toxins may be due to silicone breast implants and their effects on unborn children and from breastfeeding. | Children, toxins in
FDA | Patient_Problem_Codes_FDA_CDRH | C50454 | Toxoplasmosis, Acquired | Acquired as an adult. | Acquired toxoplasmosis
FDA | Patient_Problem_Codes_FDA_CDRH | C50503 | Toxoplasmosis, Congenital | Passed from mother to fetus. | Congenital toxoplasmosis
FDA | Patient_Problem_Codes_FDA_CDRH | C15341 | Tracheostomy
FDA | Patient_Problem_Codes_FDA_CDRH | C15192 | Transfusion Of Blood Products |  | Blood products, transfusion of
FDA | Patient_Problem_Codes_FDA_CDRH | C50832 | Transfusion with incompatible blood |  | Blood, transfusion with incompatible¦Incompatible blood, transfusion with
FDA | Patient_Problem_Codes_FDA_CDRH | C50781 | Transient Ischemic Attack | A brief attack (from a few minutes to an hour) of cerebral dysfunction of vascular origin, with no persistent neurological deficit. | Attack, transient ischemic¦Ischemic attack, transient
FDA | Patient_Problem_Codes_FDA_CDRH | C50920 | Transplant Of Organ/Tissue |  | Organ/tissue transplant¦Tissue/organ transplant
FDA | Patient_Problem_Codes_FDA_CDRH | C15986 | Treatment With Medication(s) |  | Medication(s), treatment with
FDA | Patient_Problem_Codes_FDA_CDRH | C50842 | Tricuspid Insufficiency | Incomplete closure of the tricuspid valve, resulting in tricuspid regurgitation; it is usually secondary to systolic overload in the right ventricle. | Insufficiency, tricuspid
FDA | Patient_Problem_Codes_FDA_CDRH | C50843 | Tricuspid Regurgitation | The backflow of blood from the right ventricle into the right atrium, owning to imperfect functioning/insufficiency of the tricuspid valve. | Regurgitation, tricuspid
FDA | Patient_Problem_Codes_FDA_CDRH | C50783 | Tricuspid Stenosis | Narrowing or stricture of the tricuspid orifice of the heart. | Stenosis, tricuspid
FDA | Patient_Problem_Codes_FDA_CDRH | C50816 | Tricuspid Valve Replacement |  | Replacement of tricuspid valve¦Valve, replacement of tricuspid
FDA | Patient_Problem_Codes_FDA_CDRH | C50784 | Twiddlers Syndrome | Dislodgement, breakdown, or other malfunction of an artificial cardiac pacemaker, chemotherapy port, drip infusion valve, or similar implanted diagnostic or therapeutic device as a result of unconscious or habitual manipulation by the patient. | Syndrome, twiddler's
FDA | Patient_Problem_Codes_FDA_CDRH | C50785 | Twitching | The occurrence of a single contraction or a series of contractions of a muscle.
FDA | Patient_Problem_Codes_FDA_CDRH | C50794 | UGH (Uveitis-Glaucoma-Hyphema) Syndrome | For complications that occur secondary to intraocular lens implantation in the anterior chamber; caused by rubbing of the lens loop (haptics). | Syndrome, uveitis-glaucoma-hyphema (UGH)¦Uveitis-glaucoma-hyphema (UGH) syndrome
FDA | Patient_Problem_Codes_FDA_CDRH | C3426 | Ulcer
FDA | Patient_Problem_Codes_FDA_CDRH | C25757 | Ulceration
FDA | Patient_Problem_Codes_FDA_CDRH | C50407 | Under No Medication |  | Medication, not under
FDA | Patient_Problem_Codes_FDA_CDRH | C50408 | Under No Sedation |  | Sedation, not under
FDA | Patient_Problem_Codes_FDA_CDRH | C17998 | Unknown |  | Unknown (For Use When The Patients Condition Is Not Known)
FDA | Patient_Problem_Codes_FDA_CDRH | C34851 | Uremia
FDA | Patient_Problem_Codes_FDA_CDRH | C50792 | Urgency | A sudden compelling urge to urinate.
FDA | Patient_Problem_Codes_FDA_CDRH | C26906 | Urinary Frequency |  | Frequency, urinary
FDA | Patient_Problem_Codes_FDA_CDRH | C50790 | Urinary Retention | Accumulation of urine within the bladder because of the inability to urinate. | Retention, urinary
FDA | Patient_Problem_Codes_FDA_CDRH | C3432 | Urticaria | Urticaria. | Hives
FDA | Patient_Problem_Codes_FDA_CDRH | C50793 | Uterine Perforation |  | Perforation of uterus
FDA | Patient_Problem_Codes_FDA_CDRH | C26909 | Uveitis
FDA | Patient_Problem_Codes_FDA_CDRH | C50795 | Vaginal Discharge |  | Discharge, vaginal
FDA | Patient_Problem_Codes_FDA_CDRH | C50522 | Vaginal Mucosa Damage |  | Mucosa damage, vaginal¦Damage, vaginal mucosa
FDA | Patient_Problem_Codes_FDA_CDRH | C50709 | Valve Thrombosis
FDA | Patient_Problem_Codes_FDA_CDRH | C40866 | Vasoconstriction |  | Vasospasm
FDA | Patient_Problem_Codes_FDA_CDRH | C40867 | Vasodilatation | A state of increased caliber of the blood vessels.
FDA | Patient_Problem_Codes_FDA_CDRH | C50798 | Vaso-Vagal Response
FDA | Patient_Problem_Codes_FDA_CDRH | C3365 | Venereal Disease | Any contagious disease acquired during sexual contact; e.g. syphilis, gonorrhea, chancroid. | Disease (VD), venereal¦VD¦Venereal disease (VD)¦VD, venereal disease
FDA | Patient_Problem_Codes_FDA_CDRH | C28221 | Venipuncture
FDA | Patient_Problem_Codes_FDA_CDRH | C50430 | Ventilator Dependent |  | Dependent, ventilator
FDA | Patient_Problem_Codes_FDA_CDRH | C50448 | Ventricle, Abnormality Of
FDA | Patient_Problem_Codes_FDA_CDRH | C50799 | Ventricular Fibrillation | Arrhythmia characterized by fibrillary contractions of the ventricular muscle due to rapid repetitive excitation of myocardial fibers without coordinated contraction of the ventricle. | Fibrillation, ventricular
FDA | Patient_Problem_Codes_FDA_CDRH | C50800 | Ventricular Flutter | A ventricular tachyarrhythmia characterized electrocardiographically by smooth undulating waves with QRS complexes merged with T waves, a rate of approximately 250 per minute. | Flutter, ventricular
FDA | Patient_Problem_Codes_FDA_CDRH | C50801 | Ventricular Perforation |  | Perforation, ventricular
FDA | Patient_Problem_Codes_FDA_CDRH | C50802 | Ventricular Tachycardia | An abnormally rapid ventricular rhythm with aberrant ventricular excitation, usually in excess of 150 beats per minute.
FDA | Patient_Problem_Codes_FDA_CDRH | C50803 | Ventriculomeglia
FDA | Patient_Problem_Codes_FDA_CDRH | C38057 | Vertigo
FDA | Patient_Problem_Codes_FDA_CDRH | C50647 | Vessel Or Plaque, Device Embedded In | Device and/or fragments of device are embedded in patient's vessel and/or plaque. | Device embedded in vessel or plaque¦Plaque or vessel, device embedded in
FDA | Patient_Problem_Codes_FDA_CDRH | C50804 | Vessels, Perforation Of |  | Perforation of vessel(s)
FDA | Patient_Problem_Codes_FDA_CDRH | C14283 | Virus
FDA | Patient_Problem_Codes_FDA_CDRH | C50602 | Vision, Impaired |  | Impaired vision
FDA | Patient_Problem_Codes_FDA_CDRH | C50638 | Vision, Loss Of |  | Loss of vision
FDA | Patient_Problem_Codes_FDA_CDRH | C50805 | Visual Disturbances |  | Disturbances, visual
FDA | Patient_Problem_Codes_FDA_CDRH | C50837 | Vitrectomy
FDA | Patient_Problem_Codes_FDA_CDRH | C50808 | Vitreous floaters | Spots before the eyes; deposits in the vitreous of the eye, usually moving about and probably representing fine aggregates of vitreous protein occurring as a benign degenerative change. | Floaters, Vitreous
FDA | Patient_Problem_Codes_FDA_CDRH | C50469 | Vitreous Fluid, Blood In |  | Blood in vitreous fluid¦Fluid, blood in vitreous
FDA | Patient_Problem_Codes_FDA_CDRH | C50639 | Vitreous Fluid, Loss Of |  | Fluid, loss of vitreous¦Loss of vitreous fluid
FDA | Patient_Problem_Codes_FDA_CDRH | C50807 | Vitreous, Detachment Of |  | Detachment of vitreous
FDA | Patient_Problem_Codes_FDA_CDRH | C50587 | Vitritis | Inflammatory intraocular reaction with clouding and cells in vitreous; often accompanies inflammation of ciliary body, iris, choroid, or retina.
FDA | Patient_Problem_Codes_FDA_CDRH | C3442 | Vomiting
FDA | Patient_Problem_Codes_FDA_CDRH | C50809 | Weakness
FDA | Patient_Problem_Codes_FDA_CDRH | C50810 | Weight Fluctuations |  | Fluctuations of weight
FDA | Patient_Problem_Codes_FDA_CDRH | C50811 | Wheal(s) | A smooth, slightly elevated area on the body surface, which is redder or paler than the surrounding skin. It is the typical lesion of urticaria, the dermal evidence of allergy, and in sensitive persons may be provoked by mechanical irritation of the skin. | Welt(s)
FDA | Patient_Problem_Codes_FDA_CDRH | C50863 | Wound Dehiscence | Separation of the layers of a surgical wound; it may be partial and superficial only, or complete with disruption of all layers. | Dehiscence wound
FDA | Patient_Problem_Codes_FDA_CDRH | C50704 | Wound Infection, Post-Operative |  | Infection, post-operative wound¦Post-operative wound infection
FDA | Patient_Problem_Codes_FDA_CDRH | C50705 | Wound Infection, Post-Traumatic |  | Infection, post-traumatic wound¦Post-traumatic wound infection
FDA | Patient_Problem_Codes_FDA_CDRH | C50435 | Wrinkling