## FDA CDRH Subsets
Source | Subset Code | Subset Name | Concept Code | Source PT | Source Definition | Source Synonym(s)
FDA | C54577 | Medical Device Component Or Accessory Terminology FDA CDRH | C49804 | Absorber (CO2)
FDA | C54577 | Medical Device Component Or Accessory Terminology FDA CDRH | C49806 | Accumulator
FDA | C54577 | Medical Device Component Or Accessory Terminology FDA CDRH | C49807 | Actuator
FDA | C54577 | Medical Device Component Or Accessory Terminology FDA CDRH | C49808 | Adapter (Adaptor)
FDA | C54577 | Medical Device Component Or Accessory Terminology FDA CDRH | C49810 | Air cleaner
FDA | C54577 | Medical Device Component Or Accessory Terminology FDA CDRH | C50339 | Air Eliminator
FDA | C54577 | Medical Device Component Or Accessory Terminology FDA CDRH | C49811 | Air pump assembly
FDA | C54577 | Medical Device Component Or Accessory Terminology FDA CDRH | C49813 | Alarm
FDA | C54577 | Medical Device Component Or Accessory Terminology FDA CDRH | C49812 | Alarm, assembly
FDA | C54577 | Medical Device Component Or Accessory Terminology FDA CDRH | C49814 | Alarm, audible
FDA | C54577 | Medical Device Component Or Accessory Terminology FDA CDRH | C49817 | Alarm, high inspiratory pressure
FDA | C54577 | Medical Device Component Or Accessory Terminology FDA CDRH | C49815 | Alarm, LED
FDA | C54577 | Medical Device Component Or Accessory Terminology FDA CDRH | C49819 | Alarm, low inspiratory pressure
FDA | C54577 | Medical Device Component Or Accessory Terminology FDA CDRH | C49818 | Alarm, oxygen pressure
FDA | C54577 | Medical Device Component Or Accessory Terminology FDA CDRH | C49820 | Alarm, power
FDA | C54577 | Medical Device Component Or Accessory Terminology FDA CDRH | C49816 | Alarm, pressure
FDA | C54577 | Medical Device Component Or Accessory Terminology FDA CDRH | C49821 | Alarm, self
FDA | C54577 | Medical Device Component Or Accessory Terminology FDA CDRH | C49822 | Alarm, visual
FDA | C54577 | Medical Device Component Or Accessory Terminology FDA CDRH | C49823 | Alarm, volume
FDA | C54577 | Medical Device Component Or Accessory Terminology FDA CDRH | C49824 | Alternator
FDA | C54577 | Medical Device Component Or Accessory Terminology FDA CDRH | C50057 | Altimeter
FDA | C54577 | Medical Device Component Or Accessory Terminology FDA CDRH | C49825 | Amplifier
FDA | C54577 | Medical Device Component Or Accessory Terminology FDA CDRH | C49826 | Analyzer
FDA | C54577 | Medical Device Component Or Accessory Terminology FDA CDRH | C49827 | Annunciator
FDA | C54577 | Medical Device Component Or Accessory Terminology FDA CDRH | C49828 | Antenna
FDA | C54577 | Medical Device Component Or Accessory Terminology FDA CDRH | C50341 | Applicator
FDA | C54577 | Medical Device Component Or Accessory Terminology FDA CDRH | C49829 | Arrester
FDA | C54577 | Medical Device Component Or Accessory Terminology FDA CDRH | C49830 | Attenuator
FDA | C54577 | Medical Device Component Or Accessory Terminology FDA CDRH | C50317 | Automatic Injection System
FDA | C54577 | Medical Device Component Or Accessory Terminology FDA CDRH | C49831 | Backpanel
FDA | C54577 | Medical Device Component Or Accessory Terminology FDA CDRH | C49832 | Backplane
FDA | C54577 | Medical Device Component Or Accessory Terminology FDA CDRH | C49958 | Bacterial filter
FDA | C54577 | Medical Device Component Or Accessory Terminology FDA CDRH | C49833 | Baffle
FDA | C54577 | Medical Device Component Or Accessory Terminology FDA CDRH | C49834 | Bags
FDA | C54577 | Medical Device Component Or Accessory Terminology FDA CDRH | C49835 | Ball
FDA | C54577 | Medical Device Component Or Accessory Terminology FDA CDRH | C49836 | Ballast
FDA | C54577 | Medical Device Component Or Accessory Terminology FDA CDRH | C49837 | Balloon
FDA | C54577 | Medical Device Component Or Accessory Terminology FDA CDRH | C49838 | Barrier
FDA | C54577 | Medical Device Component Or Accessory Terminology FDA CDRH | C49839 | Battery
FDA | C54577 | Medical Device Component Or Accessory Terminology FDA CDRH | C50346 | Battery Charger
FDA | C54577 | Medical Device Component Or Accessory Terminology FDA CDRH | C49841 | Beam splitter
FDA | C54577 | Medical Device Component Or Accessory Terminology FDA CDRH | C49842 | Bearings
FDA | C54577 | Medical Device Component Or Accessory Terminology FDA CDRH | C51066 | Bed, Assist Bar
FDA | C54577 | Medical Device Component Or Accessory Terminology FDA CDRH | C49843 | Bell
FDA | C54577 | Medical Device Component Or Accessory Terminology FDA CDRH | C49844 | Belt
FDA | C54577 | Medical Device Component Or Accessory Terminology FDA CDRH | C49845 | Blower
FDA | C54577 | Medical Device Component Or Accessory Terminology FDA CDRH | C49846 | Bobbin
FDA | C54577 | Medical Device Component Or Accessory Terminology FDA CDRH | C50056 | Bolometer
FDA | C54577 | Medical Device Component Or Accessory Terminology FDA CDRH | C49847 | Bolt
FDA | C54577 | Medical Device Component Or Accessory Terminology FDA CDRH | C50289 | Bolus mechanism
FDA | C54577 | Medical Device Component Or Accessory Terminology FDA CDRH | C49848 | Bottom dead center sensor bracket
FDA | C54577 | Medical Device Component Or Accessory Terminology FDA CDRH | C49849 | Brake
FDA | C54577 | Medical Device Component Or Accessory Terminology FDA CDRH | C49850 | Breathing circuit
FDA | C54577 | Medical Device Component Or Accessory Terminology FDA CDRH | C49851 | Brush
FDA | C54577 | Medical Device Component Or Accessory Terminology FDA CDRH | C50354 | Bubble Detector
FDA | C54577 | Medical Device Component Or Accessory Terminology FDA CDRH | C49852 | Bus
FDA | C54577 | Medical Device Component Or Accessory Terminology FDA CDRH | C49853 | Bushing
FDA | C54577 | Medical Device Component Or Accessory Terminology FDA CDRH | C49854 | Buzzer
FDA | C54577 | Medical Device Component Or Accessory Terminology FDA CDRH | C49855 | Cable
FDA | C54577 | Medical Device Component Or Accessory Terminology FDA CDRH | C49857 | Calibrator
FDA | C54577 | Medical Device Component Or Accessory Terminology FDA CDRH | C49858 | Camera
FDA | C54577 | Medical Device Component Or Accessory Terminology FDA CDRH | C50343 | Cannula
FDA | C54577 | Medical Device Component Or Accessory Terminology FDA CDRH | C50274 | Cannula Guide
FDA | C54577 | Medical Device Component Or Accessory Terminology FDA CDRH | C49859 | Cannula, inner
FDA | C54577 | Medical Device Component Or Accessory Terminology FDA CDRH | C49860 | Cannula, outer
FDA | C54577 | Medical Device Component Or Accessory Terminology FDA CDRH | C49861 | Cap
FDA | C54577 | Medical Device Component Or Accessory Terminology FDA CDRH | C49862 | Capacitor (ceramic chip)
FDA | C54577 | Medical Device Component Or Accessory Terminology FDA CDRH | C49863 | Carrier
FDA | C54577 | Medical Device Component Or Accessory Terminology FDA CDRH | C49864 | Cascade
FDA | C54577 | Medical Device Component Or Accessory Terminology FDA CDRH | C49865 | Cassette
FDA | C54577 | Medical Device Component Or Accessory Terminology FDA CDRH | C49866 | Caster
FDA | C54577 | Medical Device Component Or Accessory Terminology FDA CDRH | C50344 | Catheter
FDA | C54577 | Medical Device Component Or Accessory Terminology FDA CDRH | C50345 | Cautery
FDA | C54577 | Medical Device Component Or Accessory Terminology FDA CDRH | C49867 | Cell
FDA | C54577 | Medical Device Component Or Accessory Terminology FDA CDRH | C49868 | Charger
FDA | C54577 | Medical Device Component Or Accessory Terminology FDA CDRH | C49869 | Chassis
FDA | C54577 | Medical Device Component Or Accessory Terminology FDA CDRH | C49870 | Choke
FDA | C54577 | Medical Device Component Or Accessory Terminology FDA CDRH | C49871 | Circuit board
FDA | C54577 | Medical Device Component Or Accessory Terminology FDA CDRH | C50347 | Circuit Breaker
FDA | C54577 | Medical Device Component Or Accessory Terminology FDA CDRH | C49872 | Clamp
FDA | C54577 | Medical Device Component Or Accessory Terminology FDA CDRH | C49873 | Clip
FDA | C54577 | Medical Device Component Or Accessory Terminology FDA CDRH | C49874 | Clock
FDA | C54577 | Medical Device Component Or Accessory Terminology FDA CDRH | C53997 | CO2 monitor
FDA | C54577 | Medical Device Component Or Accessory Terminology FDA CDRH | C49875 | CO2 monitor subassembly (only use when part of another device)
FDA | C54577 | Medical Device Component Or Accessory Terminology FDA CDRH | C49876 | Coder
FDA | C54577 | Medical Device Component Or Accessory Terminology FDA CDRH | C49877 | Coil
FDA | C54577 | Medical Device Component Or Accessory Terminology FDA CDRH | C49881 | Collimator
FDA | C54577 | Medical Device Component Or Accessory Terminology FDA CDRH | C49882 | Comparator
FDA | C54577 | Medical Device Component Or Accessory Terminology FDA CDRH | C50129 | Compressor (air pump)
FDA | C54577 | Medical Device Component Or Accessory Terminology FDA CDRH | C61402 | Computer Hardware
FDA | C54577 | Medical Device Component Or Accessory Terminology FDA CDRH | C61403 | Concentrate
FDA | C54577 | Medical Device Component Or Accessory Terminology FDA CDRH | C49883 | Concentrator
FDA | C54577 | Medical Device Component Or Accessory Terminology FDA CDRH | C49878 | Conductor coil
FDA | C54577 | Medical Device Component Or Accessory Terminology FDA CDRH | C49884 | Connecting rod
FDA | C54577 | Medical Device Component Or Accessory Terminology FDA CDRH | C49885 | Connector
FDA | C54577 | Medical Device Component Or Accessory Terminology FDA CDRH | C50295 | Connector Pin
FDA | C54577 | Medical Device Component Or Accessory Terminology FDA CDRH | C50031 | Contact lens
FDA | C54577 | Medical Device Component Or Accessory Terminology FDA CDRH | C50204 | Control switches
FDA | C54577 | Medical Device Component Or Accessory Terminology FDA CDRH | C49887 | Controller
FDA | C54577 | Medical Device Component Or Accessory Terminology FDA CDRH | C49888 | Converter
FDA | C54577 | Medical Device Component Or Accessory Terminology FDA CDRH | C50319 | Cooling module |  | Cooling System
FDA | C54577 | Medical Device Component Or Accessory Terminology FDA CDRH | C49890 | Cord
FDA | C54577 | Medical Device Component Or Accessory Terminology FDA CDRH | C49893 | Core
FDA | C54577 | Medical Device Component Or Accessory Terminology FDA CDRH | C49894 | Counter
FDA | C54577 | Medical Device Component Or Accessory Terminology FDA CDRH | C50352 | Counterbalance
FDA | C54577 | Medical Device Component Or Accessory Terminology FDA CDRH | C49895 | Coupler
FDA | C54577 | Medical Device Component Or Accessory Terminology FDA CDRH | C49896 | Cover
FDA | C54577 | Medical Device Component Or Accessory Terminology FDA CDRH | C50332 | CPU (central processing unit of computer system)
FDA | C54577 | Medical Device Component Or Accessory Terminology FDA CDRH | C49897 | CPU (central processing unit) board
FDA | C54577 | Medical Device Component Or Accessory Terminology FDA CDRH | C49898 | Crank arm assembly
FDA | C54577 | Medical Device Component Or Accessory Terminology FDA CDRH | C50238 | CRT (cathode ray tube)
FDA | C54577 | Medical Device Component Or Accessory Terminology FDA CDRH | C49899 | Crystal
FDA | C54577 | Medical Device Component Or Accessory Terminology FDA CDRH | C49900 | Cuff
FDA | C54577 | Medical Device Component Or Accessory Terminology FDA CDRH | C50165 | Cup seal
FDA | C54577 | Medical Device Component Or Accessory Terminology FDA CDRH | C49901 | Cups
FDA | C54577 | Medical Device Component Or Accessory Terminology FDA CDRH | C49902 | Current limiter
FDA | C54577 | Medical Device Component Or Accessory Terminology FDA CDRH | C49903 | Current source
FDA | C54577 | Medical Device Component Or Accessory Terminology FDA CDRH | C49904 | Cusp
FDA | C54577 | Medical Device Component Or Accessory Terminology FDA CDRH | C49905 | Cutter
FDA | C54577 | Medical Device Component Or Accessory Terminology FDA CDRH | C50342 | Cutter-Torque Cable
FDA | C54577 | Medical Device Component Or Accessory Terminology FDA CDRH | C49906 | Cylinder
FDA | C54577 | Medical Device Component Or Accessory Terminology FDA CDRH | C50259 | Cylinder valve
FDA | C54577 | Medical Device Component Or Accessory Terminology FDA CDRH | C49907 | Damper
FDA | C54577 | Medical Device Component Or Accessory Terminology FDA CDRH | C50241 | Data acquisition unit
FDA | C54577 | Medical Device Component Or Accessory Terminology FDA CDRH | C49908 | Decoder
FDA | C54577 | Medical Device Component Or Accessory Terminology FDA CDRH | C49909 | Defibrillator paddles
FDA | C54577 | Medical Device Component Or Accessory Terminology FDA CDRH | C49910 | Defibrillator subassembly (only use when part of another device)
FDA | C54577 | Medical Device Component Or Accessory Terminology FDA CDRH | C49911 | Dehumidifier
FDA | C54577 | Medical Device Component Or Accessory Terminology FDA CDRH | C49912 | Dehydrator
FDA | C54577 | Medical Device Component Or Accessory Terminology FDA CDRH | C50353 | Deionizer
FDA | C54577 | Medical Device Component Or Accessory Terminology FDA CDRH | C49913 | Delay line
FDA | C54577 | Medical Device Component Or Accessory Terminology FDA CDRH | C49914 | Demagnetizer
FDA | C54577 | Medical Device Component Or Accessory Terminology FDA CDRH | C49915 | Demodulator
FDA | C54577 | Medical Device Component Or Accessory Terminology FDA CDRH | C50055 | Densitometer
FDA | C54577 | Medical Device Component Or Accessory Terminology FDA CDRH | C49916 | Detector
FDA | C54577 | Medical Device Component Or Accessory Terminology FDA CDRH | C49755 | Device Component or Accessory
FDA | C54577 | Medical Device Component Or Accessory Terminology FDA CDRH | C49918 | Device deployer
FDA | C54577 | Medical Device Component Or Accessory Terminology FDA CDRH | C49919 | Dial
FDA | C54577 | Medical Device Component Or Accessory Terminology FDA CDRH | C49920 | Diaphragm
FDA | C54577 | Medical Device Component Or Accessory Terminology FDA CDRH | C49921 | Digitizer
FDA | C54577 | Medical Device Component Or Accessory Terminology FDA CDRH | C49922 | Diode
FDA | C54577 | Medical Device Component Or Accessory Terminology FDA CDRH | C49924 | Discrete component/device (resistor, capacitor, diode)
FDA | C54577 | Medical Device Component Or Accessory Terminology FDA CDRH | C49925 | Disk
FDA | C54577 | Medical Device Component Or Accessory Terminology FDA CDRH | C49927 | Display
FDA | C54577 | Medical Device Component Or Accessory Terminology FDA CDRH | C49928 | Divider
FDA | C54577 | Medical Device Component Or Accessory Terminology FDA CDRH | C49929 | Dome
FDA | C54577 | Medical Device Component Or Accessory Terminology FDA CDRH | C49930 | Doubler
FDA | C54577 | Medical Device Component Or Accessory Terminology FDA CDRH | C49931 | Driver
FDA | C54577 | Medical Device Component Or Accessory Terminology FDA CDRH | C49932 | Duct
FDA | C54577 | Medical Device Component Or Accessory Terminology FDA CDRH | C49933 | Dummy load
FDA | C54577 | Medical Device Component Or Accessory Terminology FDA CDRH | C49934 | Duplexer
FDA | C54577 | Medical Device Component Or Accessory Terminology FDA CDRH | C50075 | EKG/ECG monitor
FDA | C54577 | Medical Device Component Or Accessory Terminology FDA CDRH | C49935 | EKG/ECG subassembly (only use when part of another device)
FDA | C54577 | Medical Device Component Or Accessory Terminology FDA CDRH | C50027 | Electrical lead
FDA | C54577 | Medical Device Component Or Accessory Terminology FDA CDRH | C50336 | Electrical Wire
FDA | C54577 | Medical Device Component Or Accessory Terminology FDA CDRH | C49936 | Electrode
FDA | C54577 | Medical Device Component Or Accessory Terminology FDA CDRH | C50351 | Electrode Contact
FDA | C54577 | Medical Device Component Or Accessory Terminology FDA CDRH | C50308 | Emergency Stop Button or Switch
FDA | C54577 | Medical Device Component Or Accessory Terminology FDA CDRH | C50309 | Emergency Table Stop
FDA | C54577 | Medical Device Component Or Accessory Terminology FDA CDRH | C49937 | Emitter
FDA | C54577 | Medical Device Component Or Accessory Terminology FDA CDRH | C49938 | Enclosure
FDA | C54577 | Medical Device Component Or Accessory Terminology FDA CDRH | C49939 | Encoder
FDA | C54577 | Medical Device Component Or Accessory Terminology FDA CDRH | C49940 | Endoscope
FDA | C54577 | Medical Device Component Or Accessory Terminology FDA CDRH | C50338 | Endoscopic Accessory
FDA | C54577 | Medical Device Component Or Accessory Terminology FDA CDRH | C50049 | EPROM (erasable programmable read only memory)
FDA | C54577 | Medical Device Component Or Accessory Terminology FDA CDRH | C49941 | Equalizer
FDA | C54577 | Medical Device Component Or Accessory Terminology FDA CDRH | C49942 | Evaporator
FDA | C54577 | Medical Device Component Or Accessory Terminology FDA CDRH | C49957 | Exhalation filter
FDA | C54577 | Medical Device Component Or Accessory Terminology FDA CDRH | C49943 | Expander
FDA | C54577 | Medical Device Component Or Accessory Terminology FDA CDRH | C49944 | Extender
FDA | C54577 | Medical Device Component Or Accessory Terminology FDA CDRH | C50359 | External Fiberoptic
FDA | C54577 | Medical Device Component Or Accessory Terminology FDA CDRH | C49945 | Extractor
FDA | C54577 | Medical Device Component Or Accessory Terminology FDA CDRH | C49946 | Eyelet
FDA | C54577 | Medical Device Component Or Accessory Terminology FDA CDRH | C50208 | Fail-safe system
FDA | C54577 | Medical Device Component Or Accessory Terminology FDA CDRH | C49947 | Fan
FDA | C54577 | Medical Device Component Or Accessory Terminology FDA CDRH | C49948 | Fastener
FDA | C54577 | Medical Device Component Or Accessory Terminology FDA CDRH | C49949 | Feedthru
FDA | C54577 | Medical Device Component Or Accessory Terminology FDA CDRH | C49950 | Ferrule
FDA | C54577 | Medical Device Component Or Accessory Terminology FDA CDRH | C49951 | FET (field effect transistor)
FDA | C54577 | Medical Device Component Or Accessory Terminology FDA CDRH | C49952 | Fiber
FDA | C54577 | Medical Device Component Or Accessory Terminology FDA CDRH | C50362 | Fiberguide
FDA | C54577 | Medical Device Component Or Accessory Terminology FDA CDRH | C50358 | Fiberoptic
FDA | C54577 | Medical Device Component Or Accessory Terminology FDA CDRH | C50348 | Fiberoptic Cladding
FDA | C54577 | Medical Device Component Or Accessory Terminology FDA CDRH | C50349 | Fiberoptic Cleaver
FDA | C54577 | Medical Device Component Or Accessory Terminology FDA CDRH | C49955 | Film
FDA | C54577 | Medical Device Component Or Accessory Terminology FDA CDRH | C49956 | Filter
FDA | C54577 | Medical Device Component Or Accessory Terminology FDA CDRH | C49959 | Flange
FDA | C54577 | Medical Device Component Or Accessory Terminology FDA CDRH | C49960 | Flasher
FDA | C54577 | Medical Device Component Or Accessory Terminology FDA CDRH | C50054 | Flowmeter
FDA | C54577 | Medical Device Component Or Accessory Terminology FDA CDRH | C49961 | Foil
FDA | C54577 | Medical Device Component Or Accessory Terminology FDA CDRH | C49962 | Foot pedal
FDA | C54577 | Medical Device Component Or Accessory Terminology FDA CDRH | C50202 | Foot switch
FDA | C54577 | Medical Device Component Or Accessory Terminology FDA CDRH | C49963 | Frame
FDA | C54577 | Medical Device Component Or Accessory Terminology FDA CDRH | C50002 | Function indicator
FDA | C54577 | Medical Device Component Or Accessory Terminology FDA CDRH | C50284 | Function Indicator Light
FDA | C54577 | Medical Device Component Or Accessory Terminology FDA CDRH | C49964 | Function lid
FDA | C54577 | Medical Device Component Or Accessory Terminology FDA CDRH | C49965 | Furnace
FDA | C54577 | Medical Device Component Or Accessory Terminology FDA CDRH | C49966 | Fuse
FDA | C54577 | Medical Device Component Or Accessory Terminology FDA CDRH | C50314 | Gas delivery system
FDA | C54577 | Medical Device Component Or Accessory Terminology FDA CDRH | C49967 | Gas scavenging
FDA | C54577 | Medical Device Component Or Accessory Terminology FDA CDRH | C49968 | Gasket
FDA | C54577 | Medical Device Component Or Accessory Terminology FDA CDRH | C50052 | Gauges/meters |  | Meter
FDA | C54577 | Medical Device Component Or Accessory Terminology FDA CDRH | C49969 | Gears |  | Gear
FDA | C54577 | Medical Device Component Or Accessory Terminology FDA CDRH | C49970 | Generator
FDA | C54577 | Medical Device Component Or Accessory Terminology FDA CDRH | C49971 | Grille
FDA | C54577 | Medical Device Component Or Accessory Terminology FDA CDRH | C49972 | Grommet
FDA | C54577 | Medical Device Component Or Accessory Terminology FDA CDRH | C49973 | Ground strap
FDA | C54577 | Medical Device Component Or Accessory Terminology FDA CDRH | C49974 | Guide
FDA | C54577 | Medical Device Component Or Accessory Terminology FDA CDRH | C50271 | Guidewire
FDA | C54577 | Medical Device Component Or Accessory Terminology FDA CDRH | C50281 | Hand immobilizer
FDA | C54577 | Medical Device Component Or Accessory Terminology FDA CDRH | C50275 | Handpiece
FDA | C54577 | Medical Device Component Or Accessory Terminology FDA CDRH | C50276 | Handrest
FDA | C54577 | Medical Device Component Or Accessory Terminology FDA CDRH | C49977 | Handset
FDA | C54577 | Medical Device Component Or Accessory Terminology FDA CDRH | C50277 | Haptic
FDA | C54577 | Medical Device Component Or Accessory Terminology FDA CDRH | C49978 | Header
FDA | C54577 | Medical Device Component Or Accessory Terminology FDA CDRH | C49979 | Headphone
FDA | C54577 | Medical Device Component Or Accessory Terminology FDA CDRH | C49980 | Heads
FDA | C54577 | Medical Device Component Or Accessory Terminology FDA CDRH | C49982 | Headset
FDA | C54577 | Medical Device Component Or Accessory Terminology FDA CDRH | C49983 | Heart valve cage
FDA | C54577 | Medical Device Component Or Accessory Terminology FDA CDRH | C50029 | Heart valve leaflet
FDA | C54577 | Medical Device Component Or Accessory Terminology FDA CDRH | C50150 | Heart valve sewing ring
FDA | C54577 | Medical Device Component Or Accessory Terminology FDA CDRH | C49984 | Heat exchanger
FDA | C54577 | Medical Device Component Or Accessory Terminology FDA CDRH | C49985 | Heat sink
FDA | C54577 | Medical Device Component Or Accessory Terminology FDA CDRH | C49986 | Heater
FDA | C54577 | Medical Device Component Or Accessory Terminology FDA CDRH | C49987 | Heater rod
FDA | C54577 | Medical Device Component Or Accessory Terminology FDA CDRH | C49880 | Helifix coil
FDA | C54577 | Medical Device Component Or Accessory Terminology FDA CDRH | C50335 | Hemo Valve
FDA | C54577 | Medical Device Component Or Accessory Terminology FDA CDRH | C50302 | Hermetic Seal
FDA | C54577 | Medical Device Component Or Accessory Terminology FDA CDRH | C49988 | Hinge
FDA | C54577 | Medical Device Component Or Accessory Terminology FDA CDRH | C49989 | Holder
FDA | C54577 | Medical Device Component Or Accessory Terminology FDA CDRH | C49953 | Hollow fiber
FDA | C54577 | Medical Device Component Or Accessory Terminology FDA CDRH | C50279 | Hose
FDA | C54577 | Medical Device Component Or Accessory Terminology FDA CDRH | C50280 | Hose Line
FDA | C54577 | Medical Device Component Or Accessory Terminology FDA CDRH | C49990 | Housing
FDA | C54577 | Medical Device Component Or Accessory Terminology FDA CDRH | C49991 | Hub
FDA | C54577 | Medical Device Component Or Accessory Terminology FDA CDRH | C49992 | Humidifier
FDA | C54577 | Medical Device Component Or Accessory Terminology FDA CDRH | C49993 | Hybrid circuit
FDA | C54577 | Medical Device Component Or Accessory Terminology FDA CDRH | C50313 | Hydraulic Bed System
FDA | C54577 | Medical Device Component Or Accessory Terminology FDA CDRH | C50312 | Hydraulic System
FDA | C54577 | Medical Device Component Or Accessory Terminology FDA CDRH | C49994 | IC (integrated circuit)
FDA | C54577 | Medical Device Component Or Accessory Terminology FDA CDRH | C49995 | IC (integrated circuit) chip
FDA | C54577 | Medical Device Component Or Accessory Terminology FDA CDRH | C49996 | Igniter
FDA | C54577 | Medical Device Component Or Accessory Terminology FDA CDRH | C49997 | Imager
FDA | C54577 | Medical Device Component Or Accessory Terminology FDA CDRH | C49998 | Impedance converter
FDA | C54577 | Medical Device Component Or Accessory Terminology FDA CDRH | C50000 | Indexer
FDA | C54577 | Medical Device Component Or Accessory Terminology FDA CDRH | C50001 | Indicator
FDA | C54577 | Medical Device Component Or Accessory Terminology FDA CDRH | C50003 | Inductor
FDA | C54577 | Medical Device Component Or Accessory Terminology FDA CDRH | C50316 | Injection System |  | Injector system
FDA | C54577 | Medical Device Component Or Accessory Terminology FDA CDRH | C50004 | Insulation
FDA | C54577 | Medical Device Component Or Accessory Terminology FDA CDRH | C50005 | Integrator
FDA | C54577 | Medical Device Component Or Accessory Terminology FDA CDRH | C50006 | Intercom
FDA | C54577 | Medical Device Component Or Accessory Terminology FDA CDRH | C50007 | Interconnection board intubate
FDA | C54577 | Medical Device Component Or Accessory Terminology FDA CDRH | C50008 | Interface
FDA | C54577 | Medical Device Component Or Accessory Terminology FDA CDRH | C50009 | Interrupter
FDA | C54577 | Medical Device Component Or Accessory Terminology FDA CDRH | C50298 | Intravenous Pole
FDA | C54577 | Medical Device Component Or Accessory Terminology FDA CDRH | C50010 | Inverter
FDA | C54577 | Medical Device Component Or Accessory Terminology FDA CDRH | C49999 | IOL (intraocular lens) implant
FDA | C54577 | Medical Device Component Or Accessory Terminology FDA CDRH | C50011 | Isolator
FDA | C54577 | Medical Device Component Or Accessory Terminology FDA CDRH | C50012 | Jack
FDA | C54577 | Medical Device Component Or Accessory Terminology FDA CDRH | C54020 | Jaw
FDA | C54577 | Medical Device Component Or Accessory Terminology FDA CDRH | C50013 | Joint
FDA | C54577 | Medical Device Component Or Accessory Terminology FDA CDRH | C50015 | Joystick
FDA | C54577 | Medical Device Component Or Accessory Terminology FDA CDRH | C50016 | Jumper
FDA | C54577 | Medical Device Component Or Accessory Terminology FDA CDRH | C50017 | Junction
FDA | C54577 | Medical Device Component Or Accessory Terminology FDA CDRH | C50018 | Keyboard
FDA | C54577 | Medical Device Component Or Accessory Terminology FDA CDRH | C50019 | Keyer
FDA | C54577 | Medical Device Component Or Accessory Terminology FDA CDRH | C50020 | Keypad
FDA | C54577 | Medical Device Component Or Accessory Terminology FDA CDRH | C50021 | Kit
FDA | C54577 | Medical Device Component Or Accessory Terminology FDA CDRH | C54021 | Knife
FDA | C54577 | Medical Device Component Or Accessory Terminology FDA CDRH | C50022 | Knob
FDA | C54577 | Medical Device Component Or Accessory Terminology FDA CDRH | C50023 | Label
FDA | C54577 | Medical Device Component Or Accessory Terminology FDA CDRH | C50024 | Laminate
FDA | C54577 | Medical Device Component Or Accessory Terminology FDA CDRH | C50025 | Lamp
FDA | C54577 | Medical Device Component Or Accessory Terminology FDA CDRH | C50026 | Laser
FDA | C54577 | Medical Device Component Or Accessory Terminology FDA CDRH | C50292 | Laser nozzle
FDA | C54577 | Medical Device Component Or Accessory Terminology FDA CDRH | C54022 | Latch
FDA | C54577 | Medical Device Component Or Accessory Terminology FDA CDRH | C50282 | Lead
FDA | C54577 | Medical Device Component Or Accessory Terminology FDA CDRH | C50028 | Lead conductor
FDA | C54577 | Medical Device Component Or Accessory Terminology FDA CDRH | C50326 | Lead Tip
FDA | C54577 | Medical Device Component Or Accessory Terminology FDA CDRH | C50283 | Leaflet
FDA | C54577 | Medical Device Component Or Accessory Terminology FDA CDRH | C50357 | Leaflet Disk
FDA | C54577 | Medical Device Component Or Accessory Terminology FDA CDRH | C49923 | LED (light emitting diode)
FDA | C54577 | Medical Device Component Or Accessory Terminology FDA CDRH | C50030 | Lenses
FDA | C54577 | Medical Device Component Or Accessory Terminology FDA CDRH | C50201 | Limit switch
FDA | C54577 | Medical Device Component Or Accessory Terminology FDA CDRH | C50032 | Limiter
FDA | C54577 | Medical Device Component Or Accessory Terminology FDA CDRH | C50033 | Line conditioner
FDA | C54577 | Medical Device Component Or Accessory Terminology FDA CDRH | C49840 | Lithium Iodide Battery
FDA | C54577 | Medical Device Component Or Accessory Terminology FDA CDRH | C50034 | Load
FDA | C54577 | Medical Device Component Or Accessory Terminology FDA CDRH | C50035 | Lock
FDA | C54577 | Medical Device Component Or Accessory Terminology FDA CDRH | C50286 | Locking mechanism
FDA | C54577 | Medical Device Component Or Accessory Terminology FDA CDRH | C50036 | Locking sleeve
FDA | C54577 | Medical Device Component Or Accessory Terminology FDA CDRH | C50287 | Lockout Mechanism
FDA | C54577 | Medical Device Component Or Accessory Terminology FDA CDRH | C50037 | Logic board
FDA | C54577 | Medical Device Component Or Accessory Terminology FDA CDRH | C50038 | Lower piston bearing
FDA | C54577 | Medical Device Component Or Accessory Terminology FDA CDRH | C50260 | Luer valve
FDA | C54577 | Medical Device Component Or Accessory Terminology FDA CDRH | C50039 | Magazine
FDA | C54577 | Medical Device Component Or Accessory Terminology FDA CDRH | C50040 | Magnet
FDA | C54577 | Medical Device Component Or Accessory Terminology FDA CDRH | C50041 | Magnetizer
FDA | C54577 | Medical Device Component Or Accessory Terminology FDA CDRH | C50053 | Magnetometer
FDA | C54577 | Medical Device Component Or Accessory Terminology FDA CDRH | C50042 | Magnetoresistor
FDA | C54577 | Medical Device Component Or Accessory Terminology FDA CDRH | C50043 | Magnifier
FDA | C54577 | Medical Device Component Or Accessory Terminology FDA CDRH | C50044 | Manifold
FDA | C54577 | Medical Device Component Or Accessory Terminology FDA CDRH | C50045 | Matrices
FDA | C54577 | Medical Device Component Or Accessory Terminology FDA CDRH | C50285 | Mechanism
FDA | C54577 | Medical Device Component Or Accessory Terminology FDA CDRH | C50046 | Membrane
FDA | C54577 | Medical Device Component Or Accessory Terminology FDA CDRH | C50047 | Memory
FDA | C54577 | Medical Device Component Or Accessory Terminology FDA CDRH | C50082 | Meter needle
FDA | C54577 | Medical Device Component Or Accessory Terminology FDA CDRH | C50067 | Microcircuit
FDA | C54577 | Medical Device Component Or Accessory Terminology FDA CDRH | C50068 | Microphone
FDA | C54577 | Medical Device Component Or Accessory Terminology FDA CDRH | C50069 | Microscope
FDA | C54577 | Medical Device Component Or Accessory Terminology FDA CDRH | C50070 | Mirror
FDA | C54577 | Medical Device Component Or Accessory Terminology FDA CDRH | C50071 | Mixer
FDA | C54577 | Medical Device Component Or Accessory Terminology FDA CDRH | C50072 | Modem
FDA | C54577 | Medical Device Component Or Accessory Terminology FDA CDRH | C50073 | Modulator
FDA | C54577 | Medical Device Component Or Accessory Terminology FDA CDRH | C50074 | Monitor
FDA | C54577 | Medical Device Component Or Accessory Terminology FDA CDRH | C50076 | Mother board
FDA | C54577 | Medical Device Component Or Accessory Terminology FDA CDRH | C50355 | Motion Detector
FDA | C54577 | Medical Device Component Or Accessory Terminology FDA CDRH | C50077 | Motor
FDA | C54577 | Medical Device Component Or Accessory Terminology FDA CDRH | C50331 | Motor Drive Unit
FDA | C54577 | Medical Device Component Or Accessory Terminology FDA CDRH | C50103 | Motor roll pin
FDA | C54577 | Medical Device Component Or Accessory Terminology FDA CDRH | C50079 | Mount
FDA | C54577 | Medical Device Component Or Accessory Terminology FDA CDRH | C54010 | Multiplier
FDA | C54577 | Medical Device Component Or Accessory Terminology FDA CDRH | C50080 | Nebulizer (only use when part of another device)
FDA | C54577 | Medical Device Component Or Accessory Terminology FDA CDRH | C50290 | Needle
FDA | C54577 | Medical Device Component Or Accessory Terminology FDA CDRH | C50081 | Network
FDA | C54577 | Medical Device Component Or Accessory Terminology FDA CDRH | C50083 | None
FDA | C54577 | Medical Device Component Or Accessory Terminology FDA CDRH | C50291 | Nozzle
FDA | C54577 | Medical Device Component Or Accessory Terminology FDA CDRH | C50325 | Nozzle Tip
FDA | C54577 | Medical Device Component Or Accessory Terminology FDA CDRH | C50084 | Nuts
FDA | C54577 | Medical Device Component Or Accessory Terminology FDA CDRH | C50085 | O2 monitor subassembly (only use when part of another device)
FDA | C54577 | Medical Device Component Or Accessory Terminology FDA CDRH | C50168 | O2 sensor
FDA | C54577 | Medical Device Component Or Accessory Terminology FDA CDRH | C50086 | Obturator
FDA | C54577 | Medical Device Component Or Accessory Terminology FDA CDRH | C50334 | One-Way Valve
FDA | C54577 | Medical Device Component Or Accessory Terminology FDA CDRH | C49856 | Optical cable
FDA | C54577 | Medical Device Component Or Accessory Terminology FDA CDRH | C49926 | Optical disk
FDA | C54577 | Medical Device Component Or Accessory Terminology FDA CDRH | C49954 | Optical fiber
FDA | C54577 | Medical Device Component Or Accessory Terminology FDA CDRH | C50087 | Optocoupler
FDA | C54577 | Medical Device Component Or Accessory Terminology FDA CDRH | C50088 | Oscillator
FDA | C54577 | Medical Device Component Or Accessory Terminology FDA CDRH | C50089 | Oscilloscope
FDA | C54577 | Medical Device Component Or Accessory Terminology FDA CDRH | C50090 | Other (code unspecified, describe in H10)
FDA | C54577 | Medical Device Component Or Accessory Terminology FDA CDRH | C50091 | Outlet
FDA | C54577 | Medical Device Component Or Accessory Terminology FDA CDRH | C50092 | Oven
FDA | C54577 | Medical Device Component Or Accessory Terminology FDA CDRH | C50093 | Overlay
FDA | C54577 | Medical Device Component Or Accessory Terminology FDA CDRH | C50065 | Oximeter (only use when part of another device) |  | Oximeter
FDA | C54577 | Medical Device Component Or Accessory Terminology FDA CDRH | C50094 | Oxygen analyzer
FDA | C54577 | Medical Device Component Or Accessory Terminology FDA CDRH | C50095 | Pad
FDA | C54577 | Medical Device Component Or Accessory Terminology FDA CDRH | C50293 | Pallet
FDA | C54577 | Medical Device Component Or Accessory Terminology FDA CDRH | C50096 | Panel
FDA | C54577 | Medical Device Component Or Accessory Terminology FDA CDRH | C50097 | PC (printed circuit) board
FDA | C54577 | Medical Device Component Or Accessory Terminology FDA CDRH | C49917 | Photodetector
FDA | C54577 | Medical Device Component Or Accessory Terminology FDA CDRH | C50098 | Photomultiplier
FDA | C54577 | Medical Device Component Or Accessory Terminology FDA CDRH | C50328 | Photomultiplier (PM) Tube
FDA | C54577 | Medical Device Component Or Accessory Terminology FDA CDRH | C50099 | Phototransistor
FDA | C54577 | Medical Device Component Or Accessory Terminology FDA CDRH | C50100 | Pickup
FDA | C54577 | Medical Device Component Or Accessory Terminology FDA CDRH | C50261 | Pilot balloon valve
FDA | C54577 | Medical Device Component Or Accessory Terminology FDA CDRH | C50101 | Pin
FDA | C54577 | Medical Device Component Or Accessory Terminology FDA CDRH | C50296 | Pipette
FDA | C54577 | Medical Device Component Or Accessory Terminology FDA CDRH | C49975 | Piston guides
FDA | C54577 | Medical Device Component Or Accessory Terminology FDA CDRH | C49981 | Piston heads
FDA | C54577 | Medical Device Component Or Accessory Terminology FDA CDRH | C50104 | Piston Pads
FDA | C54577 | Medical Device Component Or Accessory Terminology FDA CDRH | C50105 | Pivot
FDA | C54577 | Medical Device Component Or Accessory Terminology FDA CDRH | C50106 | Plate
FDA | C54577 | Medical Device Component Or Accessory Terminology FDA CDRH | C50107 | Plotter
FDA | C54577 | Medical Device Component Or Accessory Terminology FDA CDRH | C50108 | Plug
FDA | C54577 | Medical Device Component Or Accessory Terminology FDA CDRH | C50297 | Plunger
FDA | C54577 | Medical Device Component Or Accessory Terminology FDA CDRH | C50109 | Pointer
FDA | C54577 | Medical Device Component Or Accessory Terminology FDA CDRH | C50110 | Polarizer
FDA | C54577 | Medical Device Component Or Accessory Terminology FDA CDRH | C50111 | Port
FDA | C54577 | Medical Device Component Or Accessory Terminology FDA CDRH | C50112 | Post
FDA | C54577 | Medical Device Component Or Accessory Terminology FDA CDRH | C50064 | Potentiometer
FDA | C54577 | Medical Device Component Or Accessory Terminology FDA CDRH | C49892 | Power cord
FDA | C54577 | Medical Device Component Or Accessory Terminology FDA CDRH | C50113 | Power lamp
FDA | C54577 | Medical Device Component Or Accessory Terminology FDA CDRH | C50114 | Power module
FDA | C54577 | Medical Device Component Or Accessory Terminology FDA CDRH | C50115 | Power supply
FDA | C54577 | Medical Device Component Or Accessory Terminology FDA CDRH | C50200 | Power switch
FDA | C54577 | Medical Device Component Or Accessory Terminology FDA CDRH | C50116 | Preamplifier
FDA | C54577 | Medical Device Component Or Accessory Terminology FDA CDRH | C50117 | Prescaler
FDA | C54577 | Medical Device Component Or Accessory Terminology FDA CDRH | C50118 | Preselector
FDA | C54577 | Medical Device Component Or Accessory Terminology FDA CDRH | C50167 | Pressure sensor
FDA | C54577 | Medical Device Component Or Accessory Terminology FDA CDRH | C50119 | Pressure signal
FDA | C54577 | Medical Device Component Or Accessory Terminology FDA CDRH | C50239 | Pressure tubing
FDA | C54577 | Medical Device Component Or Accessory Terminology FDA CDRH | C50120 | Printer
FDA | C54577 | Medical Device Component Or Accessory Terminology FDA CDRH | C50121 | Probe
FDA | C54577 | Medical Device Component Or Accessory Terminology FDA CDRH | C50299 | Probe, Transducer Pressure
FDA | C54577 | Medical Device Component Or Accessory Terminology FDA CDRH | C50122 | Processor
FDA | C54577 | Medical Device Component Or Accessory Terminology FDA CDRH | C50123 | Programmer
FDA | C54577 | Medical Device Component Or Accessory Terminology FDA CDRH | C50050 | PROM (programmable read only memory)
FDA | C54577 | Medical Device Component Or Accessory Terminology FDA CDRH | C50124 | Prong
FDA | C54577 | Medical Device Component Or Accessory Terminology FDA CDRH | C50125 | Protector
FDA | C54577 | Medical Device Component Or Accessory Terminology FDA CDRH | C50203 | Proximity switch
FDA | C54577 | Medical Device Component Or Accessory Terminology FDA CDRH | C50126 | Pulley
FDA | C54577 | Medical Device Component Or Accessory Terminology FDA CDRH | C50127 | Pulser
FDA | C54577 | Medical Device Component Or Accessory Terminology FDA CDRH | C50128 | Pump
FDA | C54577 | Medical Device Component Or Accessory Terminology FDA CDRH | C54023 | Pusher
FDA | C54577 | Medical Device Component Or Accessory Terminology FDA CDRH | C50063 | Pyrometer
FDA | C54577 | Medical Device Component Or Accessory Terminology FDA CDRH | C50130 | Rail
FDA | C54577 | Medical Device Component Or Accessory Terminology FDA CDRH | C50051 | RAM (random access memory)
FDA | C54577 | Medical Device Component Or Accessory Terminology FDA CDRH | C50303 | Rate modulated pacing sensor
FDA | C54577 | Medical Device Component Or Accessory Terminology FDA CDRH | C50131 | Reactor
FDA | C54577 | Medical Device Component Or Accessory Terminology FDA CDRH | C50132 | Reader
FDA | C54577 | Medical Device Component Or Accessory Terminology FDA CDRH | C50133 | Receiver
FDA | C54577 | Medical Device Component Or Accessory Terminology FDA CDRH | C50330 | Receiver Stimulator Unit
FDA | C54577 | Medical Device Component Or Accessory Terminology FDA CDRH | C50134 | Recorder (tape, stripchart, etc.)
FDA | C54577 | Medical Device Component Or Accessory Terminology FDA CDRH | C50135 | Rectifier
FDA | C54577 | Medical Device Component Or Accessory Terminology FDA CDRH | C50136 | Reed (electrically open)
FDA | C54577 | Medical Device Component Or Accessory Terminology FDA CDRH | C50137 | Regulator
FDA | C54577 | Medical Device Component Or Accessory Terminology FDA CDRH | C50138 | Relay
FDA | C54577 | Medical Device Component Or Accessory Terminology FDA CDRH | C50139 | Repeater
FDA | C54577 | Medical Device Component Or Accessory Terminology FDA CDRH | C50140 | Reservoir
FDA | C54577 | Medical Device Component Or Accessory Terminology FDA CDRH | C50141 | Resistor
FDA | C54577 | Medical Device Component Or Accessory Terminology FDA CDRH | C50143 | Resonator
FDA | C54577 | Medical Device Component Or Accessory Terminology FDA CDRH | C50144 | Retainer
FDA | C54577 | Medical Device Component Or Accessory Terminology FDA CDRH | C50102 | Retaining pin
FDA | C54577 | Medical Device Component Or Accessory Terminology FDA CDRH | C50145 | Reticle
FDA | C54577 | Medical Device Component Or Accessory Terminology FDA CDRH | C50146 | Rheostat
FDA | C54577 | Medical Device Component Or Accessory Terminology FDA CDRH | C50147 | Ribbon
FDA | C54577 | Medical Device Component Or Accessory Terminology FDA CDRH | C50148 | Ring
FDA | C54577 | Medical Device Component Or Accessory Terminology FDA CDRH | C50151 | Rivet
FDA | C54577 | Medical Device Component Or Accessory Terminology FDA CDRH | C50152 | Robot
FDA | C54577 | Medical Device Component Or Accessory Terminology FDA CDRH | C50153 | Rod
FDA | C54577 | Medical Device Component Or Accessory Terminology FDA CDRH | C50048 | ROM (read only memory)
FDA | C54577 | Medical Device Component Or Accessory Terminology FDA CDRH | C50154 | Safety interlock
FDA | C54577 | Medical Device Component Or Accessory Terminology FDA CDRH | C50155 | SAW (surface acoustic wave device)
FDA | C54577 | Medical Device Component Or Accessory Terminology FDA CDRH | C50156 | Scale
FDA | C54577 | Medical Device Component Or Accessory Terminology FDA CDRH | C50157 | Scaler
FDA | C54577 | Medical Device Component Or Accessory Terminology FDA CDRH | C50158 | Scanner
FDA | C54577 | Medical Device Component Or Accessory Terminology FDA CDRH | C50062 | Scintillometer
FDA | C54577 | Medical Device Component Or Accessory Terminology FDA CDRH | C50159 | Scrambler
FDA | C54577 | Medical Device Component Or Accessory Terminology FDA CDRH | C50160 | Screen
FDA | C54577 | Medical Device Component Or Accessory Terminology FDA CDRH | C50161 | Screw
FDA | C54577 | Medical Device Component Or Accessory Terminology FDA CDRH | C50278 | Screw Head
FDA | C54577 | Medical Device Component Or Accessory Terminology FDA CDRH | C50321 | Screw Tapper
FDA | C54577 | Medical Device Component Or Accessory Terminology FDA CDRH | C50162 | Scriber
FDA | C54577 | Medical Device Component Or Accessory Terminology FDA CDRH | C50163 | Seal
FDA | C54577 | Medical Device Component Or Accessory Terminology FDA CDRH | C50164 | Seal tracheal
FDA | C54577 | Medical Device Component Or Accessory Terminology FDA CDRH | C50360 | Sediment Filter
FDA | C54577 | Medical Device Component Or Accessory Terminology FDA CDRH | C50166 | Sensor
FDA | C54577 | Medical Device Component Or Accessory Terminology FDA CDRH | C50169 | Servo
FDA | C54577 | Medical Device Component Or Accessory Terminology FDA CDRH | C50170 | Shaft
FDA | C54577 | Medical Device Component Or Accessory Terminology FDA CDRH | C50171 | Shield
FDA | C54577 | Medical Device Component Or Accessory Terminology FDA CDRH | C50172 | Shift register
FDA | C54577 | Medical Device Component Or Accessory Terminology FDA CDRH | C50173 | Shifter
FDA | C54577 | Medical Device Component Or Accessory Terminology FDA CDRH | C50305 | Shoulder Support
FDA | C54577 | Medical Device Component Or Accessory Terminology FDA CDRH | C50174 | Shunt
FDA | C54577 | Medical Device Component Or Accessory Terminology FDA CDRH | C50175 | Shutter
FDA | C54577 | Medical Device Component Or Accessory Terminology FDA CDRH | C50301 | Side Rail
FDA | C54577 | Medical Device Component Or Accessory Terminology FDA CDRH | C50176 | Signal conditioner
FDA | C54577 | Medical Device Component Or Accessory Terminology FDA CDRH | C50177 | Simulator
FDA | C54577 | Medical Device Component Or Accessory Terminology FDA CDRH | C50178 | Slide
FDA | C54577 | Medical Device Component Or Accessory Terminology FDA CDRH | C50149 | Slip ring
FDA | C54577 | Medical Device Component Or Accessory Terminology FDA CDRH | C50179 | Slotter line
FDA | C54577 | Medical Device Component Or Accessory Terminology FDA CDRH | C50180 | Socket
FDA | C54577 | Medical Device Component Or Accessory Terminology FDA CDRH | C49809 | Socket Adaptor
FDA | C54577 | Medical Device Component Or Accessory Terminology FDA CDRH | C50014 | Solder joint
FDA | C54577 | Medical Device Component Or Accessory Terminology FDA CDRH | C50181 | Solenoid
FDA | C54577 | Medical Device Component Or Accessory Terminology FDA CDRH | C49805 | Sound absorber
FDA | C54577 | Medical Device Component Or Accessory Terminology FDA CDRH | C50182 | Spacer
FDA | C54577 | Medical Device Component Or Accessory Terminology FDA CDRH | C50183 | Spark gap
FDA | C54577 | Medical Device Component Or Accessory Terminology FDA CDRH | C50184 | Speaker
FDA | C54577 | Medical Device Component Or Accessory Terminology FDA CDRH | C50061 | Spectrometer
FDA | C54577 | Medical Device Component Or Accessory Terminology FDA CDRH | C50306 | Speech Processor
FDA | C54577 | Medical Device Component Or Accessory Terminology FDA CDRH | C50066 | Spirometer
FDA | C54577 | Medical Device Component Or Accessory Terminology FDA CDRH | C50185 | Splicer
FDA | C54577 | Medical Device Component Or Accessory Terminology FDA CDRH | C50186 | Spooler
FDA | C54577 | Medical Device Component Or Accessory Terminology FDA CDRH | C50187 | Spring
FDA | C54577 | Medical Device Component Or Accessory Terminology FDA CDRH | C50288 | Spring Loading Mechanism
FDA | C54577 | Medical Device Component Or Accessory Terminology FDA CDRH | C50188 | Stabilizer
FDA | C54577 | Medical Device Component Or Accessory Terminology FDA CDRH | C50189 | Stand
FDA | C54577 | Medical Device Component Or Accessory Terminology FDA CDRH | C50307 | Staple
FDA | C54577 | Medical Device Component Or Accessory Terminology FDA CDRH | C50337 | Steering Wire
FDA | C54577 | Medical Device Component Or Accessory Terminology FDA CDRH | C50190 | Stent
FDA | C54577 | Medical Device Component Or Accessory Terminology FDA CDRH | C50078 | Stepper motor
FDA | C54577 | Medical Device Component Or Accessory Terminology FDA CDRH | C50191 | Stiffener
FDA | C54577 | Medical Device Component Or Accessory Terminology FDA CDRH | C50192 | Stopcock
FDA | C54577 | Medical Device Component Or Accessory Terminology FDA CDRH | C50333 | Stopcock Valve
FDA | C54577 | Medical Device Component Or Accessory Terminology FDA CDRH | C50193 | Strain relief
FDA | C54577 | Medical Device Component Or Accessory Terminology FDA CDRH | C50194 | Strip line
FDA | C54577 | Medical Device Component Or Accessory Terminology FDA CDRH | C50195 | Stylet
FDA | C54577 | Medical Device Component Or Accessory Terminology FDA CDRH | C50196 | Substrate
FDA | C54577 | Medical Device Component Or Accessory Terminology FDA CDRH | C50197 | Sunlamp
FDA | C54577 | Medical Device Component Or Accessory Terminology FDA CDRH | C50198 | Suppressor
FDA | C54577 | Medical Device Component Or Accessory Terminology FDA CDRH | C50364 | Surgical Graft
FDA | C54577 | Medical Device Component Or Accessory Terminology FDA CDRH | C50365 | Suture
FDA | C54577 | Medical Device Component Or Accessory Terminology FDA CDRH | C54013 | Switch, Push Button
FDA | C54577 | Medical Device Component Or Accessory Terminology FDA CDRH | C50199 | Switches
FDA | C54577 | Medical Device Component Or Accessory Terminology FDA CDRH | C50205 | Synchronizer
FDA | C54577 | Medical Device Component Or Accessory Terminology FDA CDRH | C50206 | Synthesizer
FDA | C54577 | Medical Device Component Or Accessory Terminology FDA CDRH | C50207 | Syringe
FDA | C54577 | Medical Device Component Or Accessory Terminology FDA CDRH | C50310 | Syringe Drive
FDA | C54577 | Medical Device Component Or Accessory Terminology FDA CDRH | C50311 | System
FDA | C54577 | Medical Device Component Or Accessory Terminology FDA CDRH | C50371 | Table
FDA | C54577 | Medical Device Component Or Accessory Terminology FDA CDRH | C50320 | Table Top
FDA | C54577 | Medical Device Component Or Accessory Terminology FDA CDRH | C50060 | Tachometer
FDA | C54577 | Medical Device Component Or Accessory Terminology FDA CDRH | C50209 | Tape
FDA | C54577 | Medical Device Component Or Accessory Terminology FDA CDRH | C50210 | Tee
FDA | C54577 | Medical Device Component Or Accessory Terminology FDA CDRH | C50211 | Telemetry equipment
FDA | C54577 | Medical Device Component Or Accessory Terminology FDA CDRH | C50212 | Telephone
FDA | C54577 | Medical Device Component Or Accessory Terminology FDA CDRH | C50213 | Teleprinter
FDA | C54577 | Medical Device Component Or Accessory Terminology FDA CDRH | C50214 | Teletypewriter
FDA | C54577 | Medical Device Component Or Accessory Terminology FDA CDRH | C50242 | Television unit
FDA | C54577 | Medical Device Component Or Accessory Terminology FDA CDRH | C50215 | Temperature compensator
FDA | C54577 | Medical Device Component Or Accessory Terminology FDA CDRH | C50300 | Temperature Probe
FDA | C54577 | Medical Device Component Or Accessory Terminology FDA CDRH | C50304 | Temperature sensor
FDA | C54577 | Medical Device Component Or Accessory Terminology FDA CDRH | C50216 | Terminal
FDA | C54577 | Medical Device Component Or Accessory Terminology FDA CDRH | C50217 | Terminal assembly
FDA | C54577 | Medical Device Component Or Accessory Terminology FDA CDRH | C50218 | Terminator
FDA | C54577 | Medical Device Component Or Accessory Terminology FDA CDRH | C50322 | Test Strip
FDA | C54577 | Medical Device Component Or Accessory Terminology FDA CDRH | C50219 | Thermistor
FDA | C54577 | Medical Device Component Or Accessory Terminology FDA CDRH | C50220 | Thermocouple
FDA | C54577 | Medical Device Component Or Accessory Terminology FDA CDRH | C50270 | Thermocouple wire
FDA | C54577 | Medical Device Component Or Accessory Terminology FDA CDRH | C50059 | Thermometer
FDA | C54577 | Medical Device Component Or Accessory Terminology FDA CDRH | C50221 | Thermostat
FDA | C54577 | Medical Device Component Or Accessory Terminology FDA CDRH | C50323 | Thread
FDA | C54577 | Medical Device Component Or Accessory Terminology FDA CDRH | C50222 | Thyristor
FDA | C54577 | Medical Device Component Or Accessory Terminology FDA CDRH | C50223 | Timer
FDA | C54577 | Medical Device Component Or Accessory Terminology FDA CDRH | C50324 | Tip
FDA | C54577 | Medical Device Component Or Accessory Terminology FDA CDRH | C49879 | Tip Conductor Coil
FDA | C54577 | Medical Device Component Or Accessory Terminology FDA CDRH | C50294 | Tomographic Pallet
FDA | C54577 | Medical Device Component Or Accessory Terminology FDA CDRH | C50350 | T-piece connector
FDA | C54577 | Medical Device Component Or Accessory Terminology FDA CDRH | C50224 | Trackball
FDA | C54577 | Medical Device Component Or Accessory Terminology FDA CDRH | C50225 | Transceiver
FDA | C54577 | Medical Device Component Or Accessory Terminology FDA CDRH | C50226 | Transducer
FDA | C54577 | Medical Device Component Or Accessory Terminology FDA CDRH | C50227 | Transformer
FDA | C54577 | Medical Device Component Or Accessory Terminology FDA CDRH | C50228 | Transistor
FDA | C54577 | Medical Device Component Or Accessory Terminology FDA CDRH | C50229 | Translator
FDA | C54577 | Medical Device Component Or Accessory Terminology FDA CDRH | C50230 | Transmission line
FDA | C54577 | Medical Device Component Or Accessory Terminology FDA CDRH | C50231 | Transmitter
FDA | C54577 | Medical Device Component Or Accessory Terminology FDA CDRH | C50232 | Transponder
FDA | C54577 | Medical Device Component Or Accessory Terminology FDA CDRH | C50233 | Transport
FDA | C54577 | Medical Device Component Or Accessory Terminology FDA CDRH | C50234 | TRIAC |  | Three Terminal Current Controlling Semiconductor
FDA | C54577 | Medical Device Component Or Accessory Terminology FDA CDRH | C50235 | Trimmer
FDA | C54577 | Medical Device Component Or Accessory Terminology FDA CDRH | C50327 | Trocar
FDA | C54577 | Medical Device Component Or Accessory Terminology FDA CDRH | C50236 | Tube
FDA | C54577 | Medical Device Component Or Accessory Terminology FDA CDRH | C50237 | Tube capillary
FDA | C54577 | Medical Device Component Or Accessory Terminology FDA CDRH | C50240 | Tuner
FDA | C54577 | Medical Device Component Or Accessory Terminology FDA CDRH | C54008 | User Interface
FDA | C54577 | Medical Device Component Or Accessory Terminology FDA CDRH | C50243 | Valve |  | Valve (one-way, hemo, stopcock, etc.)
FDA | C54577 | Medical Device Component Or Accessory Terminology FDA CDRH | C54016 | Valve Cam
FDA | C54577 | Medical Device Component Or Accessory Terminology FDA CDRH | C50244 | Valve, control
FDA | C54577 | Medical Device Component Or Accessory Terminology FDA CDRH | C50245 | Valve, directional
FDA | C54577 | Medical Device Component Or Accessory Terminology FDA CDRH | C50246 | Valve, dump
FDA | C54577 | Medical Device Component Or Accessory Terminology FDA CDRH | C50247 | Valve, exhalation
FDA | C54577 | Medical Device Component Or Accessory Terminology FDA CDRH | C50248 | Valve, flap
FDA | C54577 | Medical Device Component Or Accessory Terminology FDA CDRH | C50249 | Valve, flow
FDA | C54577 | Medical Device Component Or Accessory Terminology FDA CDRH | C50250 | Valve, inhalation
FDA | C54577 | Medical Device Component Or Accessory Terminology FDA CDRH | C50251 | Valve, Inlet Port
FDA | C54577 | Medical Device Component Or Accessory Terminology FDA CDRH | C50252 | Valve, inspiratory
FDA | C54577 | Medical Device Component Or Accessory Terminology FDA CDRH | C50253 | Valve, outlet port
FDA | C54577 | Medical Device Component Or Accessory Terminology FDA CDRH | C50254 | Valve, PEEP (positive end expiratory pressure)
FDA | C54577 | Medical Device Component Or Accessory Terminology FDA CDRH | C50255 | Valve, pressure limit
FDA | C54577 | Medical Device Component Or Accessory Terminology FDA CDRH | C50256 | Valve, relief
FDA | C54577 | Medical Device Component Or Accessory Terminology FDA CDRH | C50257 | Valve, safety
FDA | C54577 | Medical Device Component Or Accessory Terminology FDA CDRH | C50258 | Valve, selector
FDA | C54577 | Medical Device Component Or Accessory Terminology FDA CDRH | C50262 | Vaporizer
FDA | C54577 | Medical Device Component Or Accessory Terminology FDA CDRH | C50263 | Varistor
FDA | C54577 | Medical Device Component Or Accessory Terminology FDA CDRH | C50264 | VDT (video display terminal)
FDA | C54577 | Medical Device Component Or Accessory Terminology FDA CDRH | C50265 | Vibrator
FDA | C54577 | Medical Device Component Or Accessory Terminology FDA CDRH | C50266 | Viewer
FDA | C54577 | Medical Device Component Or Accessory Terminology FDA CDRH | C50058 | Voltmeter
FDA | C54577 | Medical Device Component Or Accessory Terminology FDA CDRH | C50267 | Washer
FDA | C54577 | Medical Device Component Or Accessory Terminology FDA CDRH | C50315 | Water Purification System
FDA | C54577 | Medical Device Component Or Accessory Terminology FDA CDRH | C49976 | Waveguide
FDA | C54577 | Medical Device Component Or Accessory Terminology FDA CDRH | C50361 | Wedge Filter
FDA | C54577 | Medical Device Component Or Accessory Terminology FDA CDRH | C51067 | Wheel
FDA | C54577 | Medical Device Component Or Accessory Terminology FDA CDRH | C51069 | Wheelchair, Tires
FDA | C54577 | Medical Device Component Or Accessory Terminology FDA CDRH | C51068 | Wheelchair, Wheels
FDA | C54577 | Medical Device Component Or Accessory Terminology FDA CDRH | C50268 | Window
FDA | C54577 | Medical Device Component Or Accessory Terminology FDA CDRH | C50269 | Wire
FDA | C54577 | Medical Device Component Or Accessory Terminology FDA CDRH | C50272 | Wiring harness
FDA | C54577 | Medical Device Component Or Accessory Terminology FDA CDRH | C50273 | Yoke
FDA | C54577 | Medical Device Component Or Accessory Terminology FDA CDRH | C49886 | Y-piece connector
FDA | C54451 | Medical Device Problem Codes FDA CDRH | C63281 | Aborted charge |  | Charge, aborted
FDA | C54451 | Medical Device Problem Codes FDA CDRH | C63037 | Abrasion from instrument or another object |  | Abrasion from instrument/object
FDA | C54451 | Medical Device Problem Codes FDA CDRH | C63036 | Accessory incompatible |  | Accessories, incompatible
FDA | C54451 | Medical Device Problem Codes FDA CDRH | C63312 | Accidental spillage |  | Spillage, accidental
FDA | C54451 | Medical Device Problem Codes FDA CDRH | C63034 | Advancement issue
FDA | C54451 | Medical Device Problem Codes FDA CDRH | C63311 | Air leak |  | Air leak(s)
FDA | C54451 | Medical Device Problem Codes FDA CDRH | C63309 | Alarm not visible
FDA | C54451 | Medical Device Problem Codes FDA CDRH | C63251 | Alarm, defective
FDA | C54451 | Medical Device Problem Codes FDA CDRH | C63247 | Alarm, delayed
FDA | C54451 | Medical Device Problem Codes FDA CDRH | C63049 | Alarm, low audible
FDA | C54451 | Medical Device Problem Codes FDA CDRH | C63310 | Alarm, not audible
FDA | C54451 | Medical Device Problem Codes FDA CDRH | C63308 | Ambient noise issue
FDA | C54451 | Medical Device Problem Codes FDA CDRH | C63307 | Ambient temperature tissue
FDA | C54451 | Medical Device Problem Codes FDA CDRH | C63282 | Ambient temperature, changes in
FDA | C54451 | Medical Device Problem Codes FDA CDRH | C63306 | Application interface becomes non-functional or program exits abnormally |  | Crash or lock-up
FDA | C54451 | Medical Device Problem Codes FDA CDRH | C63032 | Application problems
FDA | C54451 | Medical Device Problem Codes FDA CDRH | C63305 | Application program issue | Issues associated with the requirement for software to fulfill its function within an intended use or application. (Adapted from IEC 60601-1-6) | Application problems
FDA | C54451 | Medical Device Problem Codes FDA CDRH | C63304 | Application program version or upgrade problem
FDA | C54451 | Medical Device Problem Codes FDA CDRH | C63301 | Arcing
FDA | C54451 | Medical Device Problem Codes FDA CDRH | C63303 | Arcing at electrodes
FDA | C54451 | Medical Device Problem Codes FDA CDRH | C63302 | Arcing at paddles
FDA | C54451 | Medical Device Problem Codes FDA CDRH | C63300 | Artifact
FDA | C54451 | Medical Device Problem Codes FDA CDRH | C63299 | Aspiration issue
FDA | C54451 | Medical Device Problem Codes FDA CDRH | C63106 | Autofill, unable to
FDA | C54451 | Medical Device Problem Codes FDA CDRH | C63297 | Bacterial contamination |  | Contamination, bacterial
FDA | C54451 | Medical Device Problem Codes FDA CDRH | C64334 | Battery impedance issue
FDA | C54451 | Medical Device Problem Codes FDA CDRH | C63030 | Battery issue
FDA | C54451 | Medical Device Problem Codes FDA CDRH | C63295 | Bent Optic
FDA | C54451 | Medical Device Problem Codes FDA CDRH | C63294 | Biocompatibility issue
FDA | C54451 | Medical Device Problem Codes FDA CDRH | C63293 | Biofilm coating
FDA | C54451 | Medical Device Problem Codes FDA CDRH | C63292 | Biological environmental factor
FDA | C54451 | Medical Device Problem Codes FDA CDRH | C63291 | Blank screen
FDA | C54451 | Medical Device Problem Codes FDA CDRH | C63290 | Bleed back
FDA | C54451 | Medical Device Problem Codes FDA CDRH | C63289 | Blockage
FDA | C54451 | Medical Device Problem Codes FDA CDRH | C63288 | Blocked connection
FDA | C54451 | Medical Device Problem Codes FDA CDRH | C62973 | Break | Issues associated with undesired damage or breakage of those materials used in device construction. (Adapted from ASTM E6-06.) | Device breakage
FDA | C54451 | Medical Device Problem Codes FDA CDRH | C63287 | Buckled material
FDA | C54451 | Medical Device Problem Codes FDA CDRH | C63286 | Burn of device or device component | Issues associated with a discoloration or destruction as a result of thermal decomposition of the material used for the device construction. (Adapted from 10th ed. ASTM Dictionary of Engineering Science and Technology D3918, D20 page 77.) | Burn¦Burnt¦Burned
FDA | C54451 | Medical Device Problem Codes FDA CDRH | C62972 | Burst | Issues associated with an undesired open breakage in the materials that are used in device construction. (Adapted from ASTM E1316.)
FDA | C54451 | Medical Device Problem Codes FDA CDRH | C63285 | Calcified | Issues associated with the gradual decrease in the efficiency of the device comprising material(s) impregnated with calcium salts and deposition of calcareous material. | Calcification
FDA | C54451 | Medical Device Problem Codes FDA CDRH | C63284 | Calibration error |  | Miscalibration
FDA | C54451 | Medical Device Problem Codes FDA CDRH | C63028 | Calibration issue
FDA | C54451 | Medical Device Problem Codes FDA CDRH | C63283 | Capacitive coupling
FDA | C54451 | Medical Device Problem Codes FDA CDRH | C63027 | Capturing issue
FDA | C54451 | Medical Device Problem Codes FDA CDRH | C63026 | Charging issue
FDA | C54451 | Medical Device Problem Codes FDA CDRH | C63279 | Charred
FDA | C54451 | Medical Device Problem Codes FDA CDRH | C62945 | Chemical issue
FDA | C54451 | Medical Device Problem Codes FDA CDRH | C63278 | Chemical spillage
FDA | C54451 | Medical Device Problem Codes FDA CDRH | C63277 | Circuit Failure | Issues associated with the electrical network paths on a physical medium, e.g. a circuit board where the signals fail to be conducted across two or more connected points. (Adapted from IEEE 100-1992 8802-3: 1990.)
FDA | C54451 | Medical Device Problem Codes FDA CDRH | C63276 | Cleaning disinfecting or sterilization problem during device use
FDA | C54451 | Medical Device Problem Codes FDA CDRH | C63024 | Clogged
FDA | C54451 | Medical Device Problem Codes FDA CDRH | C63275 | Clumping
FDA | C54451 | Medical Device Problem Codes FDA CDRH | C63274 | Coagulation
FDA | C54451 | Medical Device Problem Codes FDA CDRH | C63273 | Coiled
FDA | C54451 | Medical Device Problem Codes FDA CDRH | C63272 | Collapse
FDA | C54451 | Medical Device Problem Codes FDA CDRH | C63271 | Communication or transmission issue
FDA | C54451 | Medical Device Problem Codes FDA CDRH | C63153 | Component falling |  | Component(s) falling
FDA | C54451 | Medical Device Problem Codes FDA CDRH | C63022 | Component incompatible |  | Component(s), incompatible
FDA | C54451 | Medical Device Problem Codes FDA CDRH | C63021 | Component missing |  | Components, missing
FDA | C54451 | Medical Device Problem Codes FDA CDRH | C63023 | Components, defective
FDA | C54451 | Medical Device Problem Codes FDA CDRH | C63270 | Computer operating system issue
FDA | C54451 | Medical Device Problem Codes FDA CDRH | C63269 | Computer software issue |  | Computer software error
FDA | C54451 | Medical Device Problem Codes FDA CDRH | C64349 | Computer software network issue
FDA | C54451 | Medical Device Problem Codes FDA CDRH | C64348 | Computer system security issue
FDA | C54451 | Medical Device Problem Codes FDA CDRH | C63191 | Conduct, failure to
FDA | C54451 | Medical Device Problem Codes FDA CDRH | C63267 | Confusing instruction
FDA | C54451 | Medical Device Problem Codes FDA CDRH | C62952 | Connection Issue
FDA | C54451 | Medical Device Problem Codes FDA CDRH | C63018 | Contamination during use |  | Contamination
FDA | C54451 | Medical Device Problem Codes FDA CDRH | C63017 | Contamination with biological material
FDA | C54451 | Medical Device Problem Codes FDA CDRH | C63016 | Contamination with blood or blood product |  | Blood contaminated device
FDA | C54451 | Medical Device Problem Codes FDA CDRH | C63265 | Continuous firing
FDA | C54451 | Medical Device Problem Codes FDA CDRH | C63263 | Corrosion |  | Corrode¦Corroded
FDA | C54451 | Medical Device Problem Codes FDA CDRH | C63261 | Cross reactivity
FDA | C54451 | Medical Device Problem Codes FDA CDRH | C63260 | Cut in material |  | Cut¦Cut(s)
FDA | C54451 | Medical Device Problem Codes FDA CDRH | C63258 | Data back-up problem
FDA | C54451 | Medical Device Problem Codes FDA CDRH | C63257 | Data corrupted
FDA | C54451 | Medical Device Problem Codes FDA CDRH | C62918 | Debris, metal shedding
FDA | C54451 | Medical Device Problem Codes FDA CDRH | C63256 | Decoupling
FDA | C54451 | Medical Device Problem Codes FDA CDRH | C63255 | Decrease in pressure |  | Pressure, decrease in
FDA | C54451 | Medical Device Problem Codes FDA CDRH | C63254 | Decrease in suction |  | Aspiration, incomplete¦Incomplete aspiration¦Suction, decrease in
FDA | C54451 | Medical Device Problem Codes FDA CDRH | C63252 | Decreased pump speed |  | Pump speed, decreased
FDA | C54451 | Medical Device Problem Codes FDA CDRH | C63253 | Decreased sensitivity |  | Sensitivity, decreased
FDA | C54451 | Medical Device Problem Codes FDA CDRH | C63250 | Defective item |  | Device, defective
FDA | C54451 | Medical Device Problem Codes FDA CDRH | C63249 | Deflation issue |  | Deflation difficulties
FDA | C54451 | Medical Device Problem Codes FDA CDRH | C62970 | Degraded |  | Material degradation
FDA | C54451 | Medical Device Problem Codes FDA CDRH | C63280 | Delayed charge time |  | Charge times, delayed
FDA | C54451 | Medical Device Problem Codes FDA CDRH | C63014 | Delivered as unsterile product |  | Nonsterility
FDA | C54451 | Medical Device Problem Codes FDA CDRH | C63246 | Delivery system failure
FDA | C54451 | Medical Device Problem Codes FDA CDRH | C63245 | Dent in material |  | Dent
FDA | C54451 | Medical Device Problem Codes FDA CDRH | C63013 | Deployment issue
FDA | C54451 | Medical Device Problem Codes FDA CDRH | C63243 | Detachment of device component |  | Component(s), detachment of
FDA | C54451 | Medical Device Problem Codes FDA CDRH | C63242 | Detachment of device or device component |  | Device or device component detached
FDA | C54451 | Medical Device Problem Codes FDA CDRH | C63033 | Device alarm system issue | Issues associated with electrical equipment or a system that detects alarm conditions (a state of the alarm system when it has determined that a potential or actual hazard exists) and, as appropriate, generates alarm signals. (Adapted from IEC 60601-1-8.) | Alarm failure¦Alarm, failure to
FDA | C54451 | Medical Device Problem Codes FDA CDRH | C63025 | Device charging or battery issue
FDA | C54451 | Medical Device Problem Codes FDA CDRH | C63020 | Device component or accessory incompatibility
FDA | C54451 | Medical Device Problem Codes FDA CDRH | C63012 | Device difficult to open or close
FDA | C54451 | Medical Device Problem Codes FDA CDRH | C63010 | Device difficult to prepare |  | Prep, difficult to
FDA | C54451 | Medical Device Problem Codes FDA CDRH | C63009 | Device difficult to use or set up
FDA | C54451 | Medical Device Problem Codes FDA CDRH | C63007 | Device electrical issue |  | Electrical failure
FDA | C54451 | Medical Device Problem Codes FDA CDRH | C63005 | Device electronic property issue
FDA | C54451 | Medical Device Problem Codes FDA CDRH | C63004 | Device emits Odor
FDA | C54451 | Medical Device Problem Codes FDA CDRH | C62998 | Device expiration date exceeded |  | Expiration date exceeded
FDA | C54451 | Medical Device Problem Codes FDA CDRH | C62982 | Device ingredient or reagent issue
FDA | C54451 | Medical Device Problem Codes FDA CDRH | C62979 | Device inoperable |  | Device, inoperable
FDA | C54451 | Medical Device Problem Codes FDA CDRH | C62996 | Device Issue |  | Malfunction¦Device failure
FDA | C54451 | Medical Device Problem Codes FDA CDRH | C62977 | Device maintenance issue |  | Maintain, failure to
FDA | C54451 | Medical Device Problem Codes FDA CDRH | C62976 | Device markings issue
FDA | C54451 | Medical Device Problem Codes FDA CDRH | C62955 | Device operates differently than expected
FDA | C54451 | Medical Device Problem Codes FDA CDRH | C62954 | Device operational issue
FDA | C54451 | Medical Device Problem Codes FDA CDRH | C62951 | Device or device component damaged by another device
FDA | C54451 | Medical Device Problem Codes FDA CDRH | C64341 | Device or device component incrementation issue
FDA | C54451 | Medical Device Problem Codes FDA CDRH | C63038 | Device or device fragments location unknown |  | Device/device fragments, unknown location of
FDA | C54451 | Medical Device Problem Codes FDA CDRH | C62946 | Device or device fragments remain in patient
FDA | C54451 | Medical Device Problem Codes FDA CDRH | C62941 | Device output issue
FDA | C54451 | Medical Device Problem Codes FDA CDRH | C62938 | Device performance issue |  | Performance
FDA | C54451 | Medical Device Problem Codes FDA CDRH | C62937 | Device physical property issue
FDA | C54451 | Medical Device Problem Codes FDA CDRH | C62935 | Device polarity switch
FDA | C54451 | Medical Device Problem Codes FDA CDRH | C62931 | Device remains activated
FDA | C54451 | Medical Device Problem Codes FDA CDRH | C62930 | Device remains implanted
FDA | C54451 | Medical Device Problem Codes FDA CDRH | C63238 | Device sensing issue
FDA | C54451 | Medical Device Problem Codes FDA CDRH | C62927 | Device setting does not match patient condition
FDA | C54451 | Medical Device Problem Codes FDA CDRH | C62921 | Device tipover
FDA | C54451 | Medical Device Problem Codes FDA CDRH | C62920 | Device unsafe to use
FDA | C54451 | Medical Device Problem Codes FDA CDRH | C63236 | Device-device incompatibility
FDA | C54451 | Medical Device Problem Codes FDA CDRH | C62919 | Device-patient incompatibility
FDA | C54451 | Medical Device Problem Codes FDA CDRH | C63035 | Difficult or delayed activation |  | Activation, difficult /delayed¦Activation, difficult or delayed
FDA | C54451 | Medical Device Problem Codes FDA CDRH | C63235 | Difficult to advance
FDA | C54451 | Medical Device Problem Codes FDA CDRH | C63244 | Difficult to deploy |  | Deploy, difficult to
FDA | C54451 | Medical Device Problem Codes FDA CDRH | C63317 | Difficult to flush |  | Flush, difficult to
FDA | C54451 | Medical Device Problem Codes FDA CDRH | C63234 | Difficult to fold |  | Fold, difficult to
FDA | C54451 | Medical Device Problem Codes FDA CDRH | C63233 | Difficult to insert |  | Insertion difficulties
FDA | C54451 | Medical Device Problem Codes FDA CDRH | C63232 | Difficult to interrogate |  | Interrogate, difficult to
FDA | C54451 | Medical Device Problem Codes FDA CDRH | C63231 | Difficult to open or remove packaging material
FDA | C54451 | Medical Device Problem Codes FDA CDRH | C63230 | Difficult to position |  | Positioning difficulties
FDA | C54451 | Medical Device Problem Codes FDA CDRH | C64339 | Difficult to program |  | Program, difficult to
FDA | C54451 | Medical Device Problem Codes FDA CDRH | C63228 | Difficult to remove |  | Removal difficulties
FDA | C54451 | Medical Device Problem Codes FDA CDRH | C63226 | Difficult to wedge |  | Wedge, difficult to
FDA | C54451 | Medical Device Problem Codes FDA CDRH | C63225 | Disassembly
FDA | C54451 | Medical Device Problem Codes FDA CDRH | C63223 | Disconnection |  | Broken Connection¦Disconnect
FDA | C54451 | Medical Device Problem Codes FDA CDRH | C63008 | Disinfection or sterilization issue
FDA | C54451 | Medical Device Problem Codes FDA CDRH | C62950 | Dislodged or dislocated |  | Dislocated¦Dislodged
FDA | C54451 | Medical Device Problem Codes FDA CDRH | C63221 | Display misread
FDA | C54451 | Medical Device Problem Codes FDA CDRH | C63220 | Dose calculation error due to software problem |  | Dose calculation error
FDA | C54451 | Medical Device Problem Codes FDA CDRH | C63219 | Dull
FDA | C54451 | Medical Device Problem Codes FDA CDRH | C63218 | Electrical overstress
FDA | C54451 | Medical Device Problem Codes FDA CDRH | C63217 | Electrical power problem
FDA | C54451 | Medical Device Problem Codes FDA CDRH | C63006 | Electrical resistance issue
FDA | C54451 | Medical Device Problem Codes FDA CDRH | C63216 | Electrical shorting
FDA | C54451 | Medical Device Problem Codes FDA CDRH | C63215 | Electromagnetic compatibility issue
FDA | C54451 | Medical Device Problem Codes FDA CDRH | C63214 | Electro-magnetic interference (EMI) |  | EMI
FDA | C54451 | Medical Device Problem Codes FDA CDRH | C63213 | Electro-static discharge
FDA | C54451 | Medical Device Problem Codes FDA CDRH | C63212 | Emergency power failure
FDA | C54451 | Medical Device Problem Codes FDA CDRH | C63001 | Energy output to patient tissue incorrect
FDA | C54451 | Medical Device Problem Codes FDA CDRH | C63000 | Energy spectrum incorrect
FDA | C54451 | Medical Device Problem Codes FDA CDRH | C63210 | Entrapment of device or device component |  | Entrapment
FDA | C54451 | Medical Device Problem Codes FDA CDRH | C63209 | Environmental control or utility issue
FDA | C54451 | Medical Device Problem Codes FDA CDRH | C63208 | Erosion
FDA | C54451 | Medical Device Problem Codes FDA CDRH | C63207 | Erratic display |  | Display, erratic
FDA | C54451 | Medical Device Problem Codes FDA CDRH | C63205 | Error message given
FDA | C54451 | Medical Device Problem Codes FDA CDRH | C63204 | Escape
FDA | C54451 | Medical Device Problem Codes FDA CDRH | C62882 | Excess flow or overinfusion |  | Overinfusion¦Overdelivery
FDA | C54451 | Medical Device Problem Codes FDA CDRH | C63202 | Excessive cooling
FDA | C54451 | Medical Device Problem Codes FDA CDRH | C63201 | Excessive manipulation
FDA | C54451 | Medical Device Problem Codes FDA CDRH | C63200 | Exit block
FDA | C54451 | Medical Device Problem Codes FDA CDRH | C62999 | Expiration date error
FDA | C54451 | Medical Device Problem Codes FDA CDRH | C62808 | Facilities issue |  | User facility issue
FDA | C54451 | Medical Device Problem Codes FDA CDRH | C63199 | Fail-safe design failure
FDA | C54451 | Medical Device Problem Codes FDA CDRH | C62997 | Fail-safe mechanism issue
FDA | C54451 | Medical Device Problem Codes FDA CDRH | C62989 | Failure of device to self-test
FDA | C54451 | Medical Device Problem Codes FDA CDRH | C63198 | Failure to advance |  | Advance, failure to
FDA | C54451 | Medical Device Problem Codes FDA CDRH | C63197 | Failure to align |  | Align, failure to
FDA | C54451 | Medical Device Problem Codes FDA CDRH | C63196 | Failure to analyze rhythm |  | Failure to diagnose rhythm¦Rhythm, failure to diagnose¦Rhythm, failure to analyze
FDA | C54451 | Medical Device Problem Codes FDA CDRH | C62995 | Failure to auto stop
FDA | C54451 | Medical Device Problem Codes FDA CDRH | C63195 | Failure to back-up | Issues associated with the inability to backup or to retrieve a backed up version (corrupted file) of device data or system files. | Back-up, failure to
FDA | C54451 | Medical Device Problem Codes FDA CDRH | C62994 | Failure to calibrate |  | Calibrate, failure to
FDA | C54451 | Medical Device Problem Codes FDA CDRH | C62993 | Failure to capture | Issues associated with the failure to achieve effective and consistent depolarization of the heart resulting from the electrical stimulus of the pacemaker. | Capture, failure to
FDA | C54451 | Medical Device Problem Codes FDA CDRH | C63193 | Failure to charge | Issues associated with failure to register charge immediately after charging in relation to the apparent surface voltage present on an electrostatic recording medium (Adapted from ASTM F 335 definition for charge acceptance.) | Charge, failure to
FDA | C54451 | Medical Device Problem Codes FDA CDRH | C63192 | Failure to charge shock capacitors
FDA | C54451 | Medical Device Problem Codes FDA CDRH | C63190 | Failure to convert rhythm |  | Rhythm, failure to convert
FDA | C54451 | Medical Device Problem Codes FDA CDRH | C63189 | Failure to convert to back-up |  | Back-up, failure to convert to
FDA | C54451 | Medical Device Problem Codes FDA CDRH | C63188 | Failure to cut |  | Cut, failure to
FDA | C54451 | Medical Device Problem Codes FDA CDRH | C63187 | Failure to cycle |  | Cycle, failure to
FDA | C54451 | Medical Device Problem Codes FDA CDRH | C63186 | Failure to deliver |  | Deliver, failure to
FDA | C54451 | Medical Device Problem Codes FDA CDRH | C63185 | Failure to deliver countershock |  | Countershock, failure to deliver¦Failure to countershock
FDA | C54451 | Medical Device Problem Codes FDA CDRH | C63184 | Failure to deliver energy |  | Energy, failure to deliver
FDA | C54451 | Medical Device Problem Codes FDA CDRH | C63183 | Failure to deploy |  | Deploy, failure to
FDA | C54451 | Medical Device Problem Codes FDA CDRH | C63182 | Failure to diagnose rhythm |  | Rhythm, failure to diagnose
FDA | C54451 | Medical Device Problem Codes FDA CDRH | C63181 | Failure to discharge |  | Discharge, failure to
FDA | C54451 | Medical Device Problem Codes FDA CDRH | C63180 | Failure to disconnect |  | Disconnect, failure to
FDA | C54451 | Medical Device Problem Codes FDA CDRH | C63179 | Failure to disinfect |  | Disinfect, failure to¦Disinfection, inadequate/improper
FDA | C54451 | Medical Device Problem Codes FDA CDRH | C63178 | Failure to dry |  | Dry, failure to
FDA | C54451 | Medical Device Problem Codes FDA CDRH | C63177 | Failure to fire |  | Fire, failure to
FDA | C54451 | Medical Device Problem Codes FDA CDRH | C63176 | Failure to flush |  | Flush, failure to
FDA | C54451 | Medical Device Problem Codes FDA CDRH | C63175 | Failure to fold |  | Fold, failure to
FDA | C54451 | Medical Device Problem Codes FDA CDRH | C64328 | Failure to form staple
FDA | C54451 | Medical Device Problem Codes FDA CDRH | C63174 | Failure to infuse |  | Infuse, failure to
FDA | C54451 | Medical Device Problem Codes FDA CDRH | C63173 | Failure to interrogate |  | Interrogate, failure to
FDA | C54451 | Medical Device Problem Codes FDA CDRH | C63172 | Failure to obtain samples |  | Samples, failure to obtain
FDA | C54451 | Medical Device Problem Codes FDA CDRH | C63170 | Failure to override rhythm |  | Rhythm, failure to override
FDA | C54451 | Medical Device Problem Codes FDA CDRH | C63169 | Failure to pace |  | Pace, failure to
FDA | C54451 | Medical Device Problem Codes FDA CDRH | C62992 | Failure to power-up |  | Power-up, failure to
FDA | C54451 | Medical Device Problem Codes FDA CDRH | C63168 | Failure to prepare |  | Prep, failure to
FDA | C54451 | Medical Device Problem Codes FDA CDRH | C63167 | Failure to prime |  | Prime, failure to
FDA | C54451 | Medical Device Problem Codes FDA CDRH | C63166 | Failure to program |  | Program, failure to
FDA | C54451 | Medical Device Problem Codes FDA CDRH | C63165 | Failure to pump |  | Pump, failure to
FDA | C54451 | Medical Device Problem Codes FDA CDRH | C63164 | Failure to read input signal |  | Input signal, failure to read
FDA | C54451 | Medical Device Problem Codes FDA CDRH | C63241 | Failure to recalibrate |  | Recalibrate, failure to
FDA | C54451 | Medical Device Problem Codes FDA CDRH | C63163 | Failure to remove enzymatic cleaner |  | Enzymatic cleaner, failure to remove
FDA | C54451 | Medical Device Problem Codes FDA CDRH | C62991 | Failure to reset |  | Reset, failure to
FDA | C54451 | Medical Device Problem Codes FDA CDRH | C63162 | Failure to run on AC/DC |  | AC/DC, failure to run on
FDA | C54451 | Medical Device Problem Codes FDA CDRH | C62990 | Failure to run on portable mode |  | Portable mode, failure to run on
FDA | C54451 | Medical Device Problem Codes FDA CDRH | C63161 | Failure to select signal |  | Signal, failure to select
FDA | C54451 | Medical Device Problem Codes FDA CDRH | C63160 | Failure to sense |  | Sensing, none
FDA | C54451 | Medical Device Problem Codes FDA CDRH | C63159 | Failure to separate |  | Separate, failure to
FDA | C54451 | Medical Device Problem Codes FDA CDRH | C62928 | Failure to service |  | Service, failure to
FDA | C54451 | Medical Device Problem Codes FDA CDRH | C63158 | Failure to shock |  | Shock, failure to deliver
FDA | C54451 | Medical Device Problem Codes FDA CDRH | C62988 | Failure to shut off
FDA | C54451 | Medical Device Problem Codes FDA CDRH | C63157 | Failure to spike |  | Spike, failure to
FDA | C54451 | Medical Device Problem Codes FDA CDRH | C63155 | Failure to transmit record |  | Record, failure to transmit
FDA | C54451 | Medical Device Problem Codes FDA CDRH | C62949 | Failure to unfold or unwrap |  | Difficult to unfold or unwrap
FDA | C54451 | Medical Device Problem Codes FDA CDRH | C63154 | Failure to unwrap |  | Unwrap, failure to
FDA | C54451 | Medical Device Problem Codes FDA CDRH | C62987 | Failure to zero |  | Zero, failure to
FDA | C54451 | Medical Device Problem Codes FDA CDRH | C63152 | False alarm | Issues associated with device providing incorrect alarm warning or alert to user. | Alarm, false
FDA | C54451 | Medical Device Problem Codes FDA CDRH | C63151 | False claim in device label |  | False claim
FDA | C54451 | Medical Device Problem Codes FDA CDRH | C63149 | False negative result
FDA | C54451 | Medical Device Problem Codes FDA CDRH | C63150 | False output
FDA | C54451 | Medical Device Problem Codes FDA CDRH | C63147 | False positive result
FDA | C54451 | Medical Device Problem Codes FDA CDRH | C63145 | False readings
FDA | C54451 | Medical Device Problem Codes FDA CDRH | C63148 | False-negative test result
FDA | C54451 | Medical Device Problem Codes FDA CDRH | C63146 | False-positive test result
FDA | C54451 | Medical Device Problem Codes FDA CDRH | C63144 | Filling problem
FDA | C54451 | Medical Device Problem Codes FDA CDRH | C62986 | Filtration Issue
FDA | C54451 | Medical Device Problem Codes FDA CDRH | C62985 | Filtration process, inadequate
FDA | C54451 | Medical Device Problem Codes FDA CDRH | C63143 | Fire
FDA | C54451 | Medical Device Problem Codes FDA CDRH | C63142 | Fitting problem |  | Fitting problems
FDA | C54451 | Medical Device Problem Codes FDA CDRH | C63141 | Flaked device material |  | Flaking¦Flaked
FDA | C54451 | Medical Device Problem Codes FDA CDRH | C62984 | Flammable
FDA | C54451 | Medical Device Problem Codes FDA CDRH | C63140 | Flare or flash
FDA | C54451 | Medical Device Problem Codes FDA CDRH | C63139 | Flashpoint threshold met
FDA | C54451 | Medical Device Problem Codes FDA CDRH | C63137 | Fluid leak |  | Fluid leak(s)
FDA | C54451 | Medical Device Problem Codes FDA CDRH | C63136 | Fluid or volume, increased |  | Fluid/volume, increased
FDA | C54451 | Medical Device Problem Codes FDA CDRH | C63135 | Fogging
FDA | C54451 | Medical Device Problem Codes FDA CDRH | C63134 | Folded |  | Fold
FDA | C54451 | Medical Device Problem Codes FDA CDRH | C63133 | Foreign material present in device |  | Foreign material
FDA | C54451 | Medical Device Problem Codes FDA CDRH | C63132 | Fracture |  | Fracture(s) of device/material
FDA | C54451 | Medical Device Problem Codes FDA CDRH | C62969 | Fragmentation
FDA | C54451 | Medical Device Problem Codes FDA CDRH | C63130 | Free or unrestricted flow
FDA | C54451 | Medical Device Problem Codes FDA CDRH | C63129 | Fumes or vapors |  | Fumes/vapors
FDA | C54451 | Medical Device Problem Codes FDA CDRH | C63128 | Fungus
FDA | C54451 | Medical Device Problem Codes FDA CDRH | C63127 | Gas leak
FDA | C54451 | Medical Device Problem Codes FDA CDRH | C63316 | Gel leak |  | Gel leakage
FDA | C54451 | Medical Device Problem Codes FDA CDRH | C63126 | Gradient increase
FDA | C54451 | Medical Device Problem Codes FDA CDRH | C63125 | Grounding malfunction
FDA | C54451 | Medical Device Problem Codes FDA CDRH | C64336 | High battery impedance
FDA | C54451 | Medical Device Problem Codes FDA CDRH | C63124 | High impedance |  | Impedance, high
FDA | C54451 | Medical Device Problem Codes FDA CDRH | C62981 | High pH |  | pH, high
FDA | C54451 | Medical Device Problem Codes FDA CDRH | C63123 | High Readings |  | Readings, high
FDA | C54451 | Medical Device Problem Codes FDA CDRH | C63122 | High test results |  | Test results, high
FDA | C54451 | Medical Device Problem Codes FDA CDRH | C63121 | High threshold |  | Threshold, high
FDA | C54451 | Medical Device Problem Codes FDA CDRH | C63120 | Hole in material |  | Hole¦Hole(s)
FDA | C54451 | Medical Device Problem Codes FDA CDRH | C63119 | Hot oil leak
FDA | C54451 | Medical Device Problem Codes FDA CDRH | C63118 | Human factors issue
FDA | C54451 | Medical Device Problem Codes FDA CDRH | C63117 | Image display error
FDA | C54451 | Medical Device Problem Codes FDA CDRH | C62887 | Image orientation incorrect
FDA | C54451 | Medical Device Problem Codes FDA CDRH | C62871 | Image resolution poor
FDA | C54451 | Medical Device Problem Codes FDA CDRH | C63115 | Image reversal
FDA | C54451 | Medical Device Problem Codes FDA CDRH | C63114 | Impedance issue
FDA | C54451 | Medical Device Problem Codes FDA CDRH | C63113 | Imprecision
FDA | C54451 | Medical Device Problem Codes FDA CDRH | C63112 | Improper alarm
FDA | C54451 | Medical Device Problem Codes FDA CDRH | C63111 | Improper chemical reaction
FDA | C54451 | Medical Device Problem Codes FDA CDRH | C63107 | Improper device rinsing |  | Rinsing, improper
FDA | C54451 | Medical Device Problem Codes FDA CDRH | C63110 | Improper flow or infusion
FDA | C54451 | Medical Device Problem Codes FDA CDRH | C63109 | Improper gas output |  | Gas output, improper
FDA | C54451 | Medical Device Problem Codes FDA CDRH | C62862 | Improper or incorrect procedure |  | Improper or incorrect method¦Method improper/incorrect¦Procedure, improper/incorrect
FDA | C54451 | Medical Device Problem Codes FDA CDRH | C63108 | Improper output
FDA | C54451 | Medical Device Problem Codes FDA CDRH | C63105 | Inability to irrigate |  | Irrigate, inability to
FDA | C54451 | Medical Device Problem Codes FDA CDRH | C63104 | Inaccurate delivery |  | Delivery, inaccurate
FDA | C54451 | Medical Device Problem Codes FDA CDRH | C63103 | Inaccurate dispensing
FDA | C54451 | Medical Device Problem Codes FDA CDRH | C63102 | Inaccurate flowrate |  | Flowrate, inaccurate
FDA | C54451 | Medical Device Problem Codes FDA CDRH | C63101 | Inaccurate synchronization |  | Synchronization, inaccurate
FDA | C54451 | Medical Device Problem Codes FDA CDRH | C63099 | Inadequate device cleaning | Issues associated with the insufficient removal of unwanted visible soil, foreign material or organism deposits on the external surfaces, crevices, joints of a device by a mechanical and/or manual process intended to render the device sterile, safe for handling, and/or for further processes to decontaminate. (Adapted from 2003 CDC Guidelines for Environmental Infection Control in Health-Care Facilities.) | Clean, failure to¦Cleaning, inadequate
FDA | C54451 | Medical Device Problem Codes FDA CDRH | C62870 | Inadequate lighting
FDA | C54451 | Medical Device Problem Codes FDA CDRH | C63096 | Inadequate resistance |  | Resistance, inadequate
FDA | C54451 | Medical Device Problem Codes FDA CDRH | C63098 | Inadequate service |  | Service, inadequate
FDA | C54451 | Medical Device Problem Codes FDA CDRH | C63100 | Inadequate user interface
FDA | C54451 | Medical Device Problem Codes FDA CDRH | C63094 | Inappropriate prompts |  | Prompts, inappropriate
FDA | C54451 | Medical Device Problem Codes FDA CDRH | C63031 | Inappropriate reset to default
FDA | C54451 | Medical Device Problem Codes FDA CDRH | C63093 | Inappropriate shock |  | Shock, inappropriate
FDA | C54451 | Medical Device Problem Codes FDA CDRH | C63092 | Inaudible voice prompts |  | Prompts, inaudible voice
FDA | C54451 | Medical Device Problem Codes FDA CDRH | C62983 | Incompatibility problem |  | Compatibility
FDA | C54451 | Medical Device Problem Codes FDA CDRH | C63090 | Incomplete cooptation
FDA | C54451 | Medical Device Problem Codes FDA CDRH | C63089 | Incomplete instruction
FDA | C54451 | Medical Device Problem Codes FDA CDRH | C63318 | Incorrect care or use of device |  | Device, incorrect care/use of
FDA | C54451 | Medical Device Problem Codes FDA CDRH | C63264 | Incorrect control settings |  | Control settings incorrect
FDA | C54451 | Medical Device Problem Codes FDA CDRH | C63084 | Incorrect device component shipped
FDA | C54451 | Medical Device Problem Codes FDA CDRH | C63088 | Incorrect display |  | Display, incorrect
FDA | C54451 | Medical Device Problem Codes FDA CDRH | C63206 | Incorrect error code
FDA | C54451 | Medical Device Problem Codes FDA CDRH | C63087 | Incorrect instruction |  | Instructions, incorrect
FDA | C54451 | Medical Device Problem Codes FDA CDRH | C63085 | Incorrect measurement |  | Measurements, inaccurate
FDA | C54451 | Medical Device Problem Codes FDA CDRH | C62848 | Incorrect or inadequate result |  | Results incorrect
FDA | C54451 | Medical Device Problem Codes FDA CDRH | C62829 | Incorrect or inadequate test results |  | Test results, inaccurate
FDA | C54451 | Medical Device Problem Codes FDA CDRH | C63082 | Incorrect product |  | Product, incorrect
FDA | C54451 | Medical Device Problem Codes FDA CDRH | C63081 | Incorrect programming calculations |  | Programming calculations, incorrect
FDA | C54451 | Medical Device Problem Codes FDA CDRH | C63086 | Incorrect rhythm interpretation |  | Rhythm, incorrect interpretation of
FDA | C54451 | Medical Device Problem Codes FDA CDRH | C63080 | Increase in pressure |  | Pressure, increase in
FDA | C54451 | Medical Device Problem Codes FDA CDRH | C63079 | Increase in suction |  | Aspiration, excessive¦Suction, increase in¦Excessive aspiration
FDA | C54451 | Medical Device Problem Codes FDA CDRH | C63077 | Increased pump speed |  | Pump speed, increased
FDA | C54451 | Medical Device Problem Codes FDA CDRH | C63078 | Increased sensitivity |  | Sensitivity, increased
FDA | C54451 | Medical Device Problem Codes FDA CDRH | C63076 | Inflation issue |  | Inflation difficulties
FDA | C54451 | Medical Device Problem Codes FDA CDRH | C63075 | Infusion or flow issue
FDA | C54451 | Medical Device Problem Codes FDA CDRH | C63266 | Ingradient or reagent contamination
FDA | C54451 | Medical Device Problem Codes FDA CDRH | C63074 | Installation-related problem |  | Installation error
FDA | C54451 | Medical Device Problem Codes FDA CDRH | C63073 | Instruction for device use is contrary to standard of medical care
FDA | C54451 | Medical Device Problem Codes FDA CDRH | C63072 | Instruction for use issue |  | Instructions, inadequate
FDA | C54451 | Medical Device Problem Codes FDA CDRH | C63071 | Insufficient cooling |  | Cooling, inadequate
FDA | C54451 | Medical Device Problem Codes FDA CDRH | C62823 | Insufficient flow or underinfusion |  | Underinfusion¦Underdelivery
FDA | C54451 | Medical Device Problem Codes FDA CDRH | C63070 | Insufficient heating |  | Heating, inadequate
FDA | C54451 | Medical Device Problem Codes FDA CDRH | C63069 | Intermittent capture |  | Capture, intermittent
FDA | C54451 | Medical Device Problem Codes FDA CDRH | C63068 | Intermittent continuity |  | Continuity, intermittent
FDA | C54451 | Medical Device Problem Codes FDA CDRH | C63067 | Intermittent infusion, |  | Infusion, intermittent
FDA | C54451 | Medical Device Problem Codes FDA CDRH | C63064 | Intermittent shock |  | Shock, intermittent
FDA | C54451 | Medical Device Problem Codes FDA CDRH | C63063 | Invagination
FDA | C54451 | Medical Device Problem Codes FDA CDRH | C63062 | Invalid capturing
FDA | C54451 | Medical Device Problem Codes FDA CDRH | C63061 | Invalid sensing |  | Sensing, invalid
FDA | C54451 | Medical Device Problem Codes FDA CDRH | C63019 | Item contaminated during manufacturing or shipping
FDA | C54451 | Medical Device Problem Codes FDA CDRH | C63015 | Item damaged prior to use |  | Damage, internal/external¦Damaged item
FDA | C54451 | Medical Device Problem Codes FDA CDRH | C63060 | Kinked |  | Kink¦Kinked material
FDA | C54451 | Medical Device Problem Codes FDA CDRH | C63059 | Knotted |  | Knot¦Knotted material
FDA | C54451 | Medical Device Problem Codes FDA CDRH | C63319 | Labeling or Instruction for use issue
FDA | C54451 | Medical Device Problem Codes FDA CDRH | C63058 | Leak |  | Leak(s)
FDA | C54451 | Medical Device Problem Codes FDA CDRH | C63057 | Light interference
FDA | C54451 | Medical Device Problem Codes FDA CDRH | C63056 | Looping
FDA | C54451 | Medical Device Problem Codes FDA CDRH | C63055 | Loose connection |  | Connection(s), loose
FDA | C54451 | Medical Device Problem Codes FDA CDRH | C63054 | Loss of augmentation |  | Augmentation, loss of
FDA | C54451 | Medical Device Problem Codes FDA CDRH | C63194 | Loss of or failure to bond | Issues associated with a failure mode characterized by inability to bond or loss of bond either between the anchor and adhesive or between the adhesive and the base material. (ASTM E2265-06 definition for bond failure.) | Bond, failure to
FDA | C54451 | Medical Device Problem Codes FDA CDRH | C63052 | Loss of power |  | Power, loss of
FDA | C54451 | Medical Device Problem Codes FDA CDRH | C63051 | Loss of resistance |  | Resistance, loss of
FDA | C54451 | Medical Device Problem Codes FDA CDRH | C63050 | Loss of threshold |  | Threshold, loss of
FDA | C54451 | Medical Device Problem Codes FDA CDRH | C63048 | Low battery |  | Battery, low
FDA | C54451 | Medical Device Problem Codes FDA CDRH | C64335 | Low battery impedance
FDA | C54451 | Medical Device Problem Codes FDA CDRH | C63047 | Low impedance |  | Impedance, low
FDA | C54451 | Medical Device Problem Codes FDA CDRH | C62980 | Low pH |  | pH, low
FDA | C54451 | Medical Device Problem Codes FDA CDRH | C63046 | Low readings |  | Readings, low
FDA | C54451 | Medical Device Problem Codes FDA CDRH | C63045 | Low test results |  | Test results, low
FDA | C54451 | Medical Device Problem Codes FDA CDRH | C63044 | Low threshold |  | Threshold, low
FDA | C54451 | Medical Device Problem Codes FDA CDRH | C62978 | Maintenance does not comply to manufacturers recommendations |  | Maintenance not to manufacturers recommendations
FDA | C54451 | Medical Device Problem Codes FDA CDRH | C63043 | Malposition of device |  | Malposition
FDA | C54451 | Medical Device Problem Codes FDA CDRH | C63042 | Malware infection |  | Computer virus infection¦Network worm infection
FDA | C54451 | Medical Device Problem Codes FDA CDRH | C63041 | Manufacturing or shipping issue
FDA | C54451 | Medical Device Problem Codes FDA CDRH | C62975 | Markings unclear
FDA | C54451 | Medical Device Problem Codes FDA CDRH | C62974 | Markings worn out
FDA | C54451 | Medical Device Problem Codes FDA CDRH | C63296 | Material bent |  | Bend material¦Bent
FDA | C54451 | Medical Device Problem Codes FDA CDRH | C62971 | Material crack |  | Crack¦Crack(s)
FDA | C54451 | Medical Device Problem Codes FDA CDRH | C63248 | Material deformation
FDA | C54451 | Medical Device Problem Codes FDA CDRH | C63224 | Material discolored |  | Discolored
FDA | C54451 | Medical Device Problem Codes FDA CDRH | C63222 | Material disintegration |  | Disintegrate
FDA | C54451 | Medical Device Problem Codes FDA CDRH | C63131 | Material frayed |  | Frayed
FDA | C54451 | Medical Device Problem Codes FDA CDRH | C62968 | Material integrity issue
FDA | C54451 | Medical Device Problem Codes FDA CDRH | C62908 | Material molten |  | Melted¦Melts
FDA | C54451 | Medical Device Problem Codes FDA CDRH | C62895 | Material opacified |  | Opaque¦Opacification
FDA | C54451 | Medical Device Problem Codes FDA CDRH | C62967 | Material perforation |  | Perforation
FDA | C54451 | Medical Device Problem Codes FDA CDRH | C62966 | Material puncture |  | Puncture
FDA | C54451 | Medical Device Problem Codes FDA CDRH | C62847 | Material rigid or stiff |  | Rigid or stiff¦Rigid
FDA | C54451 | Medical Device Problem Codes FDA CDRH | C62965 | Material rupture |  | Rupture
FDA | C54451 | Medical Device Problem Codes FDA CDRH | C62964 | Material separation |  | Separation¦Separates
FDA | C54451 | Medical Device Problem Codes FDA CDRH | C62963 | Material split |  | Splitting¦Split
FDA | C54451 | Medical Device Problem Codes FDA CDRH | C62835 | Material stretched |  | Stretched
FDA | C54451 | Medical Device Problem Codes FDA CDRH | C64340 | Material torqued |  | Torqued
FDA | C54451 | Medical Device Problem Codes FDA CDRH | C62962 | Material twisted |  | Twisting
FDA | C54451 | Medical Device Problem Codes FDA CDRH | C63040 | Measurement system incompatibility
FDA | C54451 | Medical Device Problem Codes FDA CDRH | C62961 | Mechanical issue |  | Mechanical failure
FDA | C54451 | Medical Device Problem Codes FDA CDRH | C63039 | Mechanical jam
FDA | C54451 | Medical Device Problem Codes FDA CDRH | C62960 | Mechanics altered
FDA | C54451 | Medical Device Problem Codes FDA CDRH | C62917 | Migration of device or device component |  | Migration
FDA | C54451 | Medical Device Problem Codes FDA CDRH | C62959 | Misapplied device |  | Misapplication
FDA | C54451 | Medical Device Problem Codes FDA CDRH | C62958 | Misassembled by users |  | Misassembly
FDA | C54451 | Medical Device Problem Codes FDA CDRH | C62957 | Misassembled during manufacturing or shipping
FDA | C54451 | Medical Device Problem Codes FDA CDRH | C62915 | Misconnection |  | Improper connection
FDA | C54451 | Medical Device Problem Codes FDA CDRH | C62914 | Misfire
FDA | C54451 | Medical Device Problem Codes FDA CDRH | C62913 | Misfocusing
FDA | C54451 | Medical Device Problem Codes FDA CDRH | C62912 | Missing device instruction
FDA | C54451 | Medical Device Problem Codes FDA CDRH | C62911 | Missing device label |  | Labeling, missing
FDA | C54451 | Medical Device Problem Codes FDA CDRH | C62901 | Missing device markings |  | Markings, none¦No markings on device
FDA | C54451 | Medical Device Problem Codes FDA CDRH | C62910 | Moisture damage
FDA | C54451 | Medical Device Problem Codes FDA CDRH | C62909 | Moisture or humidity problem
FDA | C54451 | Medical Device Problem Codes FDA CDRH | C62907 | Mushroomed
FDA | C54451 | Medical Device Problem Codes FDA CDRH | C62906 | Naturally Worn
FDA | C54451 | Medical Device Problem Codes FDA CDRH | C64343 | No code available
FDA | C54451 | Medical Device Problem Codes FDA CDRH | C62900 | No device output |  | Output, none
FDA | C54451 | Medical Device Problem Codes FDA CDRH | C62904 | No display or display failure |  | Display, failure to
FDA | C54451 | Medical Device Problem Codes FDA CDRH | C62903 | No fail-safe mechanism
FDA | C54451 | Medical Device Problem Codes FDA CDRH | C62902 | No flow
FDA | C54451 | Medical Device Problem Codes FDA CDRH | C53269 | No Information Available |  | No Answer Provided
FDA | C54451 | Medical Device Problem Codes FDA CDRH | C64243 | No Pressure
FDA | C54451 | Medical Device Problem Codes FDA CDRH | C62899 | No voice prompts |  | Prompts, no voice
FDA | C54451 | Medical Device Problem Codes FDA CDRH | C62898 | Nonstandard
FDA | C54451 | Medical Device Problem Codes FDA CDRH | C48660 | Not Applicable
FDA | C54451 | Medical Device Problem Codes FDA CDRH | C62897 | Obstruction within device |  | Obstruction
FDA | C54451 | Medical Device Problem Codes FDA CDRH | C62896 | Occlusion |  | Plugged
FDA | C54451 | Medical Device Problem Codes FDA CDRH | C62894 | Operating system interface becomes non-functional
FDA | C54451 | Medical Device Problem Codes FDA CDRH | C62893 | Operating system version or upgrade problem
FDA | C54451 | Medical Device Problem Codes FDA CDRH | C62892 | Operator calculation or calibration error
FDA | C54451 | Medical Device Problem Codes FDA CDRH | C62891 | Optical decentration |  | Lens, decentration of
FDA | C54451 | Medical Device Problem Codes FDA CDRH | C62890 | Optical discoloration
FDA | C54451 | Medical Device Problem Codes FDA CDRH | C62889 | Optical distortion
FDA | C54451 | Medical Device Problem Codes FDA CDRH | C62953 | Optical issue
FDA | C54451 | Medical Device Problem Codes FDA CDRH | C62888 | Optical obstruction
FDA | C54451 | Medical Device Problem Codes FDA CDRH | C63171 | Osseointegrate, failure to
FDA | C54451 | Medical Device Problem Codes FDA CDRH | C62886 | Osseointegration issue
FDA | C54451 | Medical Device Problem Codes FDA CDRH | C63053 | Osseointegration, loss of
FDA | C54451 | Medical Device Problem Codes FDA CDRH | C17649 | Other |  | Other (For Use When An Appropriate Patient Code Cannot Be Identified)¦Other¦Other
FDA | C54451 | Medical Device Problem Codes FDA CDRH | C62944 | Out-of-box failure
FDA | C54451 | Medical Device Problem Codes FDA CDRH | C62943 | Output above specifications
FDA | C54451 | Medical Device Problem Codes FDA CDRH | C62942 | Output below specifications
FDA | C54451 | Medical Device Problem Codes FDA CDRH | C63002 | Output energy incorrect
FDA | C54451 | Medical Device Problem Codes FDA CDRH | C62884 | Overfill
FDA | C54451 | Medical Device Problem Codes FDA CDRH | C62883 | Overheating of device or device component |  | Overheat
FDA | C54451 | Medical Device Problem Codes FDA CDRH | C62881 | Oversensing
FDA | C54451 | Medical Device Problem Codes FDA CDRH | C62880 | Pacer found in back-up mode
FDA | C54451 | Medical Device Problem Codes FDA CDRH | C63298 | Pacing asynchronously
FDA | C54451 | Medical Device Problem Codes FDA CDRH | C63097 | Pacing inadequately
FDA | C54451 | Medical Device Problem Codes FDA CDRH | C63066 | Pacing intermittently
FDA | C54451 | Medical Device Problem Codes FDA CDRH | C63240 | Packaging compromised
FDA | C54451 | Medical Device Problem Codes FDA CDRH | C62940 | Packaging incomplete or missing |  | Packaging, incomplete/missing
FDA | C54451 | Medical Device Problem Codes FDA CDRH | C62939 | Packaging issue
FDA | C54451 | Medical Device Problem Codes FDA CDRH | C62831 | Packaging, tears, rips, holes in
FDA | C54451 | Medical Device Problem Codes FDA CDRH | C62810 | Packaging, unsealed
FDA | C54451 | Medical Device Problem Codes FDA CDRH | C63083 | Parameter calculation error due to software problem |  | Parameter calculations, incorrect
FDA | C54451 | Medical Device Problem Codes FDA CDRH | C62879 | Particulates
FDA | C54451 | Medical Device Problem Codes FDA CDRH | C62878 | Peeled device material |  | Peeled¦Peeling
FDA | C54451 | Medical Device Problem Codes FDA CDRH | C62876 | Perivalvular leak |  | Leak(s), perivalvular¦Paravalvular leak¦Paravalvular leak(s)
FDA | C54451 | Medical Device Problem Codes FDA CDRH | C62875 | Physical resistance |  | Resistance, physical
FDA | C54451 | Medical Device Problem Codes FDA CDRH | C62874 | Pitted |  | Pitting
FDA | C54451 | Medical Device Problem Codes FDA CDRH | C62873 | Plunge
FDA | C54451 | Medical Device Problem Codes FDA CDRH | C62872 | Pocket stimulation
FDA | C54451 | Medical Device Problem Codes FDA CDRH | C62869 | Poor quality image |  | Monitor, image quality poor
FDA | C54451 | Medical Device Problem Codes FDA CDRH | C62916 | Power calculation error due to software problem |  | Power, miscalculation of
FDA | C54451 | Medical Device Problem Codes FDA CDRH | C62868 | Power surge
FDA | C54451 | Medical Device Problem Codes FDA CDRH | C62867 | Pre or post-pumping problem |  | Pre/post-pumping problems
FDA | C54451 | Medical Device Problem Codes FDA CDRH | C62866 | Precipitate
FDA | C54451 | Medical Device Problem Codes FDA CDRH | C62863 | Premature deployment |  | Premature system activation
FDA | C54451 | Medical Device Problem Codes FDA CDRH | C62864 | Premature discharge of battery |  | Battery, premature discharge of
FDA | C54451 | Medical Device Problem Codes FDA CDRH | C63315 | Premature elective replacement indicator |  | Premature ERI
FDA | C54451 | Medical Device Problem Codes FDA CDRH | C63320 | Premature end-of-life indicator |  | Premature EOL
FDA | C54451 | Medical Device Problem Codes FDA CDRH | C62865 | Premature indicator activation
FDA | C54451 | Medical Device Problem Codes FDA CDRH | C62934 | Pressure issue
FDA | C54451 | Medical Device Problem Codes FDA CDRH | C62933 | Pre-use inspection not performed
FDA | C54451 | Medical Device Problem Codes FDA CDRH | C62956 | Product mislabeled |  | Mislabeled
FDA | C54451 | Medical Device Problem Codes FDA CDRH | C62948 | Product quality issue |  | Device or device component quality issue¦Quality, unsatisfactory or poor
FDA | C54451 | Medical Device Problem Codes FDA CDRH | C62839 | Programming issue
FDA | C54451 | Medical Device Problem Codes FDA CDRH | C62861 | Prompts will not clear
FDA | C54451 | Medical Device Problem Codes FDA CDRH | C62932 | Protective measure issue
FDA | C54451 | Medical Device Problem Codes FDA CDRH | C62860 | Pumping issue
FDA | C54451 | Medical Device Problem Codes FDA CDRH | C62859 | Pumping stopped |  | Pumping, stopped
FDA | C54451 | Medical Device Problem Codes FDA CDRH | C62858 | Radiation delivered to incorrect body area
FDA | C54451 | Medical Device Problem Codes FDA CDRH | C62857 | Radiation leak |  | Leak, radiation
FDA | C54451 | Medical Device Problem Codes FDA CDRH | C62856 | Radio signal problem |  | Radio signal problems
FDA | C54451 | Medical Device Problem Codes FDA CDRH | C62855 | Radiofrequency interference (RFI) |  | RFI
FDA | C54451 | Medical Device Problem Codes FDA CDRH | C62854 | Reflux within device |  | Reflux
FDA | C54451 | Medical Device Problem Codes FDA CDRH | C62853 | Rejection
FDA | C54451 | Medical Device Problem Codes FDA CDRH | C62852 | Reset Issue
FDA | C54451 | Medical Device Problem Codes FDA CDRH | C62851 | Resetting of shock counters |  | Shock counters, resetting of
FDA | C54451 | Medical Device Problem Codes FDA CDRH | C62850 | Residue after decontamination |  | Residue
FDA | C54451 | Medical Device Problem Codes FDA CDRH | C62849 | Restricted flowrate |  | Flowrate, restricted
FDA | C54451 | Medical Device Problem Codes FDA CDRH | C62929 | Retraction problem |  | Retract, failure to
FDA | C54451 | Medical Device Problem Codes FDA CDRH | C62846 | Scratched material |  | Scratched
FDA | C54451 | Medical Device Problem Codes FDA CDRH | C62845 | Sediment, precipitate or deposit in device or device ingredient
FDA | C54451 | Medical Device Problem Codes FDA CDRH | C62844 | Self-activation or keying |  | Self-activation/keying
FDA | C54451 | Medical Device Problem Codes FDA CDRH | C63065 | Sensing intermittently
FDA | C54451 | Medical Device Problem Codes FDA CDRH | C62926 | Shelf life exceeded
FDA | C54451 | Medical Device Problem Codes FDA CDRH | C62842 | Shielding failure
FDA | C54451 | Medical Device Problem Codes FDA CDRH | C62925 | Shipping damage or problem
FDA | C54451 | Medical Device Problem Codes FDA CDRH | C62841 | Short fill
FDA | C54451 | Medical Device Problem Codes FDA CDRH | C62947 | Size incorrect for patient |  | Size, incorrect
FDA | C54451 | Medical Device Problem Codes FDA CDRH | C62840 | Slippage of device or device component |  | Slippage
FDA | C54451 | Medical Device Problem Codes FDA CDRH | C63003 | Smoking |  | Smoke
FDA | C54451 | Medical Device Problem Codes FDA CDRH | C62838 | Solder joint failure
FDA | C54451 | Medical Device Problem Codes FDA CDRH | C62837 | Spark
FDA | C54451 | Medical Device Problem Codes FDA CDRH | C63156 | Sterilization failure |  | Sterilization, inadequate¦Failure to sterilize
FDA | C54451 | Medical Device Problem Codes FDA CDRH | C62836 | Sticking
FDA | C54451 | Medical Device Problem Codes FDA CDRH | C62924 | Stops intermittently
FDA | C54451 | Medical Device Problem Codes FDA CDRH | C63095 | Storage inadequate |  | Storage, inadequate
FDA | C54451 | Medical Device Problem Codes FDA CDRH | C62834 | Strikethrough
FDA | C54451 | Medical Device Problem Codes FDA CDRH | C62923 | Structural problem |  | Structural failure
FDA | C54451 | Medical Device Problem Codes FDA CDRH | C62833 | Suction issue |  | Suction failure
FDA | C54451 | Medical Device Problem Codes FDA CDRH | C62830 | Telemetry discrepancy
FDA | C54451 | Medical Device Problem Codes FDA CDRH | C62922 | Temperature issue
FDA | C54451 | Medical Device Problem Codes FDA CDRH | C62828 | Therapeutic or diagnostic output failure
FDA | C54451 | Medical Device Problem Codes FDA CDRH | C63138 | Tidal volume fluctuations
FDA | C54451 | Medical Device Problem Codes FDA CDRH | C62832 | Torn material
FDA | C54451 | Medical Device Problem Codes FDA CDRH | C62827 | Ultrafiltration
FDA | C54451 | Medical Device Problem Codes FDA CDRH | C62826 | Unable to obtain readings |  | Readings, unable to obtain
FDA | C54451 | Medical Device Problem Codes FDA CDRH | C63259 | Unauthorized access to computer system
FDA | C54451 | Medical Device Problem Codes FDA CDRH | C62825 | Uncoiled
FDA | C54451 | Medical Device Problem Codes FDA CDRH | C62822 | Undersensing
FDA | C54451 | Medical Device Problem Codes FDA CDRH | C62821 | Unexpected therapeutic results |  | Therapeutic results, unexpected
FDA | C54451 | Medical Device Problem Codes FDA CDRH | C62820 | Unintended arm motion |  | Arm motion, unintended
FDA | C54451 | Medical Device Problem Codes FDA CDRH | C62819 | Unintended collision |  | Collision, unintended
FDA | C54451 | Medical Device Problem Codes FDA CDRH | C62818 | Unintended device energization |  | Device energization, unintended
FDA | C54451 | Medical Device Problem Codes FDA CDRH | C62817 | Unintended ejection of film cartridge |  | Film cartridge ejection, unintended
FDA | C54451 | Medical Device Problem Codes FDA CDRH | C62816 | Unintended head motion |  | Head motion, unintended
FDA | C54451 | Medical Device Problem Codes FDA CDRH | C62815 | Unintended magnet quench |  | Magnet quench, unintended
FDA | C54451 | Medical Device Problem Codes FDA CDRH | C62814 | Unintended movement
FDA | C54451 | Medical Device Problem Codes FDA CDRH | C62813 | Unintended system motion |  | System motion, unintended
FDA | C54451 | Medical Device Problem Codes FDA CDRH | C62812 | Unit inactivated
FDA | C54451 | Medical Device Problem Codes FDA CDRH | C17998 | Unknown |  | Unknown (For Use When The Patients Condition Is Not Known)
FDA | C54451 | Medical Device Problem Codes FDA CDRH | C62811 | Unravel
FDA | C54451 | Medical Device Problem Codes FDA CDRH | C62809 | Unstable
FDA | C54451 | Medical Device Problem Codes FDA CDRH | C62807 | Ventilation issue in device environment
FDA | C54451 | Medical Device Problem Codes FDA CDRH | C62806 | Vibration
FDA | C54451 | Medical Device Problem Codes FDA CDRH | C62805 | Volume accuracy issue |  | Volume accuracy
FDA | C54451 | Medical Device Problem Codes FDA CDRH | C62804 | Wrinkled |  | Wrinkled material¦Wrinkling
FDA | C54450 | Patient Problem Codes FDA CDRH | C34331 | Abdominal Cramps |  | Cramps, abdominal
FDA | C54450 | Patient Problem Codes FDA CDRH | C35221 | Abortion
FDA | C54450 | Patient Problem Codes FDA CDRH | C50500 | Abortion, Complete | All products of conception are expelled and identified.
FDA | C54450 | Patient Problem Codes FDA CDRH | C50608 | Abortion, Incomplete | The uterus is not entirely emptied of its contents.
FDA | C54450 | Patient Problem Codes FDA CDRH | C50613 | Abortion, Inducedl | Abortion brought on intentionally. | Abortion, Artificial¦Artificial abortion¦Induced abortion
FDA | C54450 | Patient Problem Codes FDA CDRH | C50652 | Abortion, Missed | Retention in uterus of an abortus that has been dead at least 4 weeks.
FDA | C54450 | Patient Problem Codes FDA CDRH | C34338 | Abortion, Therapeutic
FDA | C54450 | Patient Problem Codes FDA CDRH | C50449 | Abrasion | Abraded wound; excoriation or circumscribed removal of the superficial layers of the skin or mucous membrane.
FDA | C54450 | Patient Problem Codes FDA CDRH | C26686 | Abscess
FDA | C54450 | Patient Problem Codes FDA CDRH | C50451 | Achalasia | Failure of the smooth muscle fibers of the gastrointestinal tract to relax at any one point of junction of one part with another.
FDA | C54450 | Patient Problem Codes FDA CDRH | C50453 | Acoustic Trauma
FDA | C54450 | Patient Problem Codes FDA CDRH | C54685 | Adhesion(s)
FDA | C54450 | Patient Problem Codes FDA CDRH | C3353 | Adult Respiratory Distress Syndrome |  | ARDS¦Adult respiratory distress syndrome, ARDS
FDA | C54450 | Patient Problem Codes FDA CDRH | C2851 | AIDS, Acquired Immunodeficiency Syndrome | A disease characterized by opportunistic infections. | Acquired immunodeficiency syndrome, AIDS
FDA | C54450 | Patient Problem Codes FDA CDRH | C50455 | Air Embolism | The presence of bubbles of gas in the vascular system; occurrence is related to the entry of air into the venous circulation following trauma or surgery.
FDA | C54450 | Patient Problem Codes FDA CDRH | C50730 | Airflow, Restricted
FDA | C54450 | Patient Problem Codes FDA CDRH | C50456 | Airway Obstruction
FDA | C54450 | Patient Problem Codes FDA CDRH | C50458 | Ambulation Difficulties |  | Difficulties, ambulation
FDA | C54450 | Patient Problem Codes FDA CDRH | C50459 | Amnionitis | Inflammation of the amnion.
FDA | C54450 | Patient Problem Codes FDA CDRH | C15179 | Amputation
FDA | C54450 | Patient Problem Codes FDA CDRH | C50410 | Anaphylactoid
FDA | C54450 | Patient Problem Codes FDA CDRH | C50417 | Anastomose, Failure To
FDA | C54450 | Patient Problem Codes FDA CDRH | C15609 | Anastomosis
FDA | C54450 | Patient Problem Codes FDA CDRH | C2869 | Anemia
FDA | C54450 | Patient Problem Codes FDA CDRH | C51220 | Anesthesia, insufficient, light or patchy |  | Light, patchy or insufficient anesthesia¦Insufficient, light or patchy anesthesia¦Patchy, light or insufficient anesthesia
FDA | C54450 | Patient Problem Codes FDA CDRH | C26693 | Aneurysm
FDA | C54450 | Patient Problem Codes FDA CDRH | C51221 | Angina
FDA | C54450 | Patient Problem Codes FDA CDRH | C2876 | Anoxia
FDA | C54450 | Patient Problem Codes FDA CDRH | C51222 | Antibiotics, reaction to
FDA | C54450 | Patient Problem Codes FDA CDRH | C16299 | Anticoagulation
FDA | C54450 | Patient Problem Codes FDA CDRH | C26696 | Anxiety
FDA | C54450 | Patient Problem Codes FDA CDRH | C50461 | Aortic Dissection |  | Dissection, Aortic
FDA | C54450 | Patient Problem Codes FDA CDRH | C51223 | Aortic insufficiency
FDA | C54450 | Patient Problem Codes FDA CDRH | C50861 | Aortic Regurgitation | The backward flow of blood from the aorta into the left ventricle, owing to insufficiency of the aortic semilunar valve; it may be chronic or acute.
FDA | C54450 | Patient Problem Codes FDA CDRH | C50462 | Aortic Stenosis | Narrowing of the orifice of the aortic valve or of the supravalvular or subvalvular regions.
FDA | C54450 | Patient Problem Codes FDA CDRH | C50815 | Aortic Valve Replacement |  | Valve, replacement of aortic¦Replacement of aortic valve
FDA | C54450 | Patient Problem Codes FDA CDRH | C50416 | Apgar Score, Decreased Or Low |  | Low or decreased apgar score¦Score, decreased or low apgar¦Decreased or low apgar score
FDA | C54450 | Patient Problem Codes FDA CDRH | C15191 | Apheresis
FDA | C54450 | Patient Problem Codes FDA CDRH | C50824 | Apicectomy
FDA | C54450 | Patient Problem Codes FDA CDRH | C26698 | Apnea | Cessation of breathing. | Arrest, respiratory¦Respiratory Arrest
FDA | C54450 | Patient Problem Codes FDA CDRH | C50749 | Arachnoiditis, Spinal | A chronic adhesive arachnoiditis in the spinal arachnoid, with root and spinal cord symptoms similar to those caused by pressure from a tumor.
FDA | C54450 | Patient Problem Codes FDA CDRH | C2881 | Arrhythmia
FDA | C54450 | Patient Problem Codes FDA CDRH | C34398 | Arteriosclerosis
FDA | C54450 | Patient Problem Codes FDA CDRH | C50464 | Arthralgia | Pain in a joint. | Pain, joint¦Joint pain
FDA | C54450 | Patient Problem Codes FDA CDRH | C2883 | Arthritis
FDA | C54450 | Patient Problem Codes FDA CDRH | C2884 | Arthritis, Rheumatoid |  | Rheumatoid Arthritis
FDA | C54450 | Patient Problem Codes FDA CDRH | C2885 | Ascites
FDA | C54450 | Patient Problem Codes FDA CDRH | C50465 | Asphyxia | A condition due to lack of oxygen in respired air, resulting in impending or actual cessation of life.
FDA | C54450 | Patient Problem Codes FDA CDRH | C50561 | Asphyxia, Fetal | Asphyxia in utero due to hypoxia. See also fetal hypoxia. | Fetal asphyxia
FDA | C54450 | Patient Problem Codes FDA CDRH | C28245 | Aspiration
FDA | C54450 | Patient Problem Codes FDA CDRH | C28397 | Asthma
FDA | C54450 | Patient Problem Codes FDA CDRH | C35768 | Atherosclerosis
FDA | C54450 | Patient Problem Codes FDA CDRH | C50466 | Atrial Fibrillation | An arrhythmia in which minute areas of the atrial myocardium are in various uncoordinated stages of depolarization and repolarization; instead of intermittently contracting, the atria quiver continuously in a chaotic pattern, causing a totally irregular, often rapid ventricular rate.
FDA | C54450 | Patient Problem Codes FDA CDRH | C51224 | Atrial Flutter
FDA | C54450 | Patient Problem Codes FDA CDRH | C50467 | Atrial Perforation
FDA | C54450 | Patient Problem Codes FDA CDRH | C35481 | Atrial Tachycardia
FDA | C54450 | Patient Problem Codes FDA CDRH | C2889 | Autoimmune Disease |  | Disease, autoimmune
FDA | C54450 | Patient Problem Codes FDA CDRH | C16313 | Autoimmune reaction |  | Reaction, autoimmune
FDA | C54450 | Patient Problem Codes FDA CDRH | C50870 | Autotransfusion | Reinfusion of blood or blood products derived from the patient's own circulation.
FDA | C54450 | Patient Problem Codes FDA CDRH | C51225 | Biliary Cirrhosis |  | Cirrhosis, biliary
FDA | C54450 | Patient Problem Codes FDA CDRH | C50551 | Blinking, Excessive |  | Excessive blinking
FDA | C54450 | Patient Problem Codes FDA CDRH | C50468 | Blockage
FDA | C54450 | Patient Problem Codes FDA CDRH | C50447 | Blood Gas Measurements, Abnormal |  | Measurements, abnormal blood gas¦Abnormal blood gas measurements
FDA | C54450 | Patient Problem Codes FDA CDRH | C50470 | Blood loss |  | Loss of blood
FDA | C54450 | Patient Problem Codes FDA CDRH | C50471 | Blood pooling | Unintended collection/stasis of blood in patient. | Pooling of blood
FDA | C54450 | Patient Problem Codes FDA CDRH | C27123 | Blurred vision |  | Vision, Blurring Of¦Blurring
FDA | C54450 | Patient Problem Codes FDA CDRH | C50442 | Body Temperature, Elevated | Elevation of total body temperature. | Core Temperature Rise¦Rise in core temperature¦Temperature, elevated body¦Temperature rise, core¦Elevated body temperature
FDA | C54450 | Patient Problem Codes FDA CDRH | C39611 | Bowel Perforation
FDA | C54450 | Patient Problem Codes FDA CDRH | C37920 | Bradycardia |  | Decreased heart rate¦Heart Rate, Decreased
FDA | C54450 | Patient Problem Codes FDA CDRH | C50440 | Brain Injury |  | Brain Damage¦Injury, brain
FDA | C54450 | Patient Problem Codes FDA CDRH | C50604 | Breast Feed, Inability To |  | Inability to breast feed
FDA | C54450 | Patient Problem Codes FDA CDRH | C3197 | Breast Lumps |  | Lumps, breast
FDA | C54450 | Patient Problem Codes FDA CDRH | C2910 | Breast Neoplasm |  | Neoplasm, breast
FDA | C54450 | Patient Problem Codes FDA CDRH | C2911 | Bronchitis
FDA | C54450 | Patient Problem Codes FDA CDRH | C26710 | Bronchopneumonia
FDA | C54450 | Patient Problem Codes FDA CDRH | C34439 | Bronchospasm
FDA | C54450 | Patient Problem Codes FDA CDRH | C37921 | Bruise
FDA | C54450 | Patient Problem Codes FDA CDRH | C34441 | Burn(s) | Injury to tissues caused by contact with dry heat, moist heat, flames, chemicals, electricity, friction or radiant and electromagnetic energy. A first degree burn is associated with redness, a second degree burn with vesication and a third degree burn with necrosis through the entire skin.
FDA | C54450 | Patient Problem Codes FDA CDRH | C50473 | Burn, Bowel |  | Bowel burn
FDA | C54450 | Patient Problem Codes FDA CDRH | C50506 | Burn, Corneal |  | Corneal burn
FDA | C54450 | Patient Problem Codes FDA CDRH | C50606 | Burn, Incisional |  | Incisional burn
FDA | C54450 | Patient Problem Codes FDA CDRH | C50768 | Burn, thermal |  | Burns, Thermal¦Thermal burn
FDA | C54450 | Patient Problem Codes FDA CDRH | C50476 | Burning Sensation |  | Sensation, burning
FDA | C54450 | Patient Problem Codes FDA CDRH | C3672 | Calcification |  | Deposit(s), calcium¦Calcium Deposit(s)
FDA | C54450 | Patient Problem Codes FDA CDRH | C4872 | Cancer, Breast |  | Breast cancer
FDA | C54450 | Patient Problem Codes FDA CDRH | C50477 | Cancer, Other
FDA | C54450 | Patient Problem Codes FDA CDRH | C50702 | Capsular Bag Tear, Posterior
FDA | C54450 | Patient Problem Codes FDA CDRH | C50479 | Cardiac Arrest | Sudden cessation of the pumping function of the heart, with disappearance of arterial blood pressure, connoting either ventricular fibrillation or ventricular standstill. | Arrest, cardiac¦Asystole
FDA | C54450 | Patient Problem Codes FDA CDRH | C50481 | Cardiac Tamponade | Acute compression of the heart caused by increased intrapericardial pressure due to the collection of blood or fluid in the pericardium from rupture of the heart, penetrating trauma, or progressive effusion.
FDA | C54450 | Patient Problem Codes FDA CDRH | C34830 | Cardiomyopathy
FDA | C54450 | Patient Problem Codes FDA CDRH | C50483 | Cardiopulmonary Arrest | Cessation of breathing and/or cardiac function. | Arrest, cardiopulmonary
FDA | C54450 | Patient Problem Codes FDA CDRH | C26713 | Cataract
FDA | C54450 | Patient Problem Codes FDA CDRH | C50614 | Cataract, Induced | A cataract that has been produced artificially or by induction, e.g. as a result of device use, medication, trauma, tears, falls, accidental injury, etc. | Induced cataract
FDA | C54450 | Patient Problem Codes FDA CDRH | C38045 | Catheterization
FDA | C54450 | Patient Problem Codes FDA CDRH | C34442 | Caustic/Chemical Burns |  | Burn, caustic/chemical¦Chemical/caustic burn
FDA | C54450 | Patient Problem Codes FDA CDRH | C26715 | Cellulitis
FDA | C54450 | Patient Problem Codes FDA CDRH | C50484 | Cephalohematoma | A subperiosteal hemorrhage limited to the surface of one cranial bone, a usually benign condition seen in the newborn as a result of bone trauma.
FDA | C54450 | Patient Problem Codes FDA CDRH | C50487 | Cerebrospinal Fluid Leakage |  | Fluid, leakage of cerebrospinal¦Leakage of cerebrospinal fluid
FDA | C54450 | Patient Problem Codes FDA CDRH | C3390 | Cerebrovascular Accident |  | Cerebrovascular accident, (CVA)¦Stroke¦Syndrome, stroke¦Stroke Syndrome¦CVA¦CVA, Cerebrovascular accident
FDA | C54450 | Patient Problem Codes FDA CDRH | C50488 | Cervical Changes | Changes such as abnormal, pathological, benign, malignant, etc. | Cervical Change¦Changes, cervical
FDA | C54450 | Patient Problem Codes FDA CDRH | C46088 | Cesarean Section (c-section) |  | C-section (cesarean section), delivery by¦Delivery by cesarean section (c-section)
FDA | C54450 | Patient Problem Codes FDA CDRH | C36290 | Chemical Exposure |  | Exposure, chemical
FDA | C54450 | Patient Problem Codes FDA CDRH | C50490 | Chemosis | Excessive edema of the ocular conjunctiva.
FDA | C54450 | Patient Problem Codes FDA CDRH | C38665 | Chest Pain |  | Pain in chest
FDA | C54450 | Patient Problem Codes FDA CDRH | C50491 | Chest Tightness/Pressure |  | Tightness/pressure in chest¦Pressure/tightness in chest
FDA | C54450 | Patient Problem Codes FDA CDRH | C35143 | Chills
FDA | C54450 | Patient Problem Codes FDA CDRH | C50494 | Choking
FDA | C54450 | Patient Problem Codes FDA CDRH | C26720 | Chorioamnionitis
FDA | C54450 | Patient Problem Codes FDA CDRH | C3199 | Chronic obstructive pulmonary disease, (COPD) |  | Disease (COPD), chronic obstructive¦Pulmonary disease (COPD), chronic obstructive¦Obstructive pulmonary disease (COPD), chronic¦COPD, chronic obstructive pulmonary disease
FDA | C54450 | Patient Problem Codes FDA CDRH | C50600 | Circulation, Impaired |  | Impaired circulation
FDA | C54450 | Patient Problem Codes FDA CDRH | C50495 | Claudication | Limping or lameness.
FDA | C54450 | Patient Problem Codes FDA CDRH | C50834 | Closed Capsulotomy
FDA | C54450 | Patient Problem Codes FDA CDRH | C34455 | Clouding, Central Corneal | Diffuse edema of the central region of the cornea, usually associated with the wearing of hard contact lenses, but may also occur in keratoconus. | Corneal clouding, central¦Central corneal clouding
FDA | C54450 | Patient Problem Codes FDA CDRH | C20812 | Coagulation |  | Clotting
FDA | C54450 | Patient Problem Codes FDA CDRH | C2902 | Coagulopathy
FDA | C54450 | Patient Problem Codes FDA CDRH | C50457 | Cognitive Changes | Pertaining to or characterized by cognition. That operation of the mind which we become aware of objects of thought or perception; it includes all aspects of perceiving, thinking, or remembering. | Changes, cognitive
FDA | C54450 | Patient Problem Codes FDA CDRH | C50497 | Collapse
FDA | C54450 | Patient Problem Codes FDA CDRH | C15211 | Colostomy
FDA | C54450 | Patient Problem Codes FDA CDRH | C34497 | Coma |  | Comatose
FDA | C54450 | Patient Problem Codes FDA CDRH | C50499 | Complaint, Ill-Defined |  | Ill-defined complaint
FDA | C54450 | Patient Problem Codes FDA CDRH | C50501 | Complete Heart Block
FDA | C54450 | Patient Problem Codes FDA CDRH | C50502 | Concussion | A violent jar or shock, or the condition which results from such an injury.
FDA | C54450 | Patient Problem Codes FDA CDRH | C37928 | Confusion/Disorientation |  | Disorientation/confusion
FDA | C54450 | Patient Problem Codes FDA CDRH | C2849 | Congenital Defect/Deformity |  | Deformity/defect, congenital¦Defect/deformity, congenital
FDA | C54450 | Patient Problem Codes FDA CDRH | C3080 | Congestive Heart Failure |  | Heart failure, congestive¦Failure, congestive heart
FDA | C54450 | Patient Problem Codes FDA CDRH | C34504 | Conjunctivitis
FDA | C54450 | Patient Problem Codes FDA CDRH | C26729 | Connective Tissue Disease |  | Disease, connective tissue¦Tissue disease, connective
FDA | C54450 | Patient Problem Codes FDA CDRH | C50505 | Contamination From Blood/Fluids | The patient becomes contaminated from contact with blood/fluids on a device. | Blood/fluids, contamination from¦Fluids/blood, contamination from
FDA | C54450 | Patient Problem Codes FDA CDRH | C50690 | Contamination, Chemical | Patient becomes contaminated from exposure to chemicals associated with the use of the device, including chemical spills from a device. | Chemical contamination
FDA | C54450 | Patient Problem Codes FDA CDRH | C50646 | Contraindication | Any special symptom or circumstance that renders the use of a remedy or the carrying out of a procedure inadvisable, usually because of the risk. | Contraindicated patient¦Patient, contraindicated
FDA | C54450 | Patient Problem Codes FDA CDRH | C50441 | Contusion | A bruise; an injury of a part without a break in the skin.
FDA | C54450 | Patient Problem Codes FDA CDRH | C50496 | Convulsion, Clonic | A convulsion marked by alternating contracting and relaxing of the muscles. | Clonic convulsion
FDA | C54450 | Patient Problem Codes FDA CDRH | C50776 | Convulsion, Tonic | Prolonged contraction of the muscles, as the result of an epileptic discharge. | Tonic convulsion
FDA | C54450 | Patient Problem Codes FDA CDRH | C50692 | Cornea, Perforation Of |  | Perforation of cornea
FDA | C54450 | Patient Problem Codes FDA CDRH | C26730 | Corneal Abrasion
FDA | C54450 | Patient Problem Codes FDA CDRH | C50507 | Corneal Decompensation | Inability to maintain corneal integrity; or corneal edema resulting from failure of the corneal endothelium to maintain detumescence. | Decompensation, corneal
FDA | C54450 | Patient Problem Codes FDA CDRH | C50508 | Corneal Edema | Hazy, swollen cornea. | Edema, corneal
FDA | C54450 | Patient Problem Codes FDA CDRH | C50919 | Corneal Implant |  | Implant, corneal
FDA | C54450 | Patient Problem Codes FDA CDRH | C50510 | Corneal Infiltrates | Discrete, small lesions present in the cornea as a result of corneal inflammation and, in some cases, after soft contact lens wear especially extended-wear lenses. | Infiltrates, corneal
FDA | C54450 | Patient Problem Codes FDA CDRH | C50511 | Corneal Scar |  | Scar, corneal
FDA | C54450 | Patient Problem Codes FDA CDRH | C50512 | Corneal Sensitivity | The capability of the cornea to respond to stimulation. | Sensitivity, corneal
FDA | C54450 | Patient Problem Codes FDA CDRH | C50513 | Corneal Touch | Complications of intraocular lens surgery; usually refers to intraocular lens contact with cornea, can be intermittent or chronic. | Touch, corneal
FDA | C54450 | Patient Problem Codes FDA CDRH | C50514 | Corneal Transplant |  | Transplant, corneal
FDA | C54450 | Patient Problem Codes FDA CDRH | C50515 | Corneal Ulcer | Area of epithelial tissue loss from corneal surface; associated with inflammatory cells in the cornea and anterior chamber. | Ulcer, corneal
FDA | C54450 | Patient Problem Codes FDA CDRH | C50516 | Corneal Whitening |  | Whitening, corneal
FDA | C54450 | Patient Problem Codes FDA CDRH | C34827 | Cramp(s)
FDA | C54450 | Patient Problem Codes FDA CDRH | C35375 | Crushing Injury |  | Injury, crushing
FDA | C54450 | Patient Problem Codes FDA CDRH | C50517 | Cusp Tear
FDA | C54450 | Patient Problem Codes FDA CDRH | C50518 | Cut(s)
FDA | C54450 | Patient Problem Codes FDA CDRH | C26737 | Cyanosis
FDA | C54450 | Patient Problem Codes FDA CDRH | C50519 | Cyclitis | Inflammation of the ciliary body.
FDA | C54450 | Patient Problem Codes FDA CDRH | C50520 | Cyst(s), Formation Of |  | Formation of cyst(s)
FDA | C54450 | Patient Problem Codes FDA CDRH | C50521 | Cytomegaloviral Retinitis |  | Retinitis, cytomegaloviral
FDA | C54450 | Patient Problem Codes FDA CDRH | C14196 | Cytomegalovirus (CVM) |  | CMV, cytomegalovirus
FDA | C54450 | Patient Problem Codes FDA CDRH | C27644 | Deafness
FDA | C54450 | Patient Problem Codes FDA CDRH | C50620 | Death, Intrauterine Fetal | Death in utero; failure of the product of conception to show evidence of respiration, heart beat, or definite movement of a voluntary muscle after expulsion from the uterus, with no possibility of resuscitation. | Fetal death, intrauterinel¦Intrauterine fetal death
FDA | C54450 | Patient Problem Codes FDA CDRH | C50418 | Death/Expired |  | Expired/death
FDA | C54450 | Patient Problem Codes FDA CDRH | C50472 | Debris, Bone Shedding | Shedding of accumulated bone fragments. | Bone shedding debris¦Shedding of bone debris
FDA | C54450 | Patient Problem Codes FDA CDRH | C50923 | Decreased Apgar
FDA | C54450 | Patient Problem Codes FDA CDRH | C50774 | Degeneration | Deterioration; change from a higher to a lower form; especially change of tissue to a lower or less functionally active form.
FDA | C54450 | Patient Problem Codes FDA CDRH | C50527 | Dehiscence
FDA | C54450 | Patient Problem Codes FDA CDRH | C26740 | Dehydrated
FDA | C54450 | Patient Problem Codes FDA CDRH | C50433 | Delamination
FDA | C54450 | Patient Problem Codes FDA CDRH | C4786 | Dementia
FDA | C54450 | Patient Problem Codes FDA CDRH | C50531 | Dementia, Dialysis | A severe, often fatal encephalopathy which has been attributed to accumulation in the brain of aluminum from dialysate prepared with inadequately purified water. | Dialysis dementia
FDA | C54450 | Patient Problem Codes FDA CDRH | C9442 | Deposits
FDA | C54450 | Patient Problem Codes FDA CDRH | C2982 | Depression
FDA | C54450 | Patient Problem Codes FDA CDRH | C26744 | Dermatomyositis
FDA | C54450 | Patient Problem Codes FDA CDRH | C26874 | Detached retina |  | Retina, detached
FDA | C54450 | Patient Problem Codes FDA CDRH | C25751 | Deterioration
FDA | C54450 | Patient Problem Codes FDA CDRH | C50530 | Diabetic Ketoacidosis | A type of metabolic acidosis produced by accumulation of ketone bodies resulting from uncontrolled diabetes mellitus. | Ketoacidosis, diabetic
FDA | C54450 | Patient Problem Codes FDA CDRH | C50403 | Diaphoretic | Pertaining to or characterized by, or promoting diaphoresis; an agent that produces diaphoresis. (Diaphoresis is the act of perspiration, especially profuse perspiration).
FDA | C54450 | Patient Problem Codes FDA CDRH | C2987 | Diarrhea
FDA | C54450 | Patient Problem Codes FDA CDRH | C50492 | Difficulty Chewing
FDA | C54450 | Patient Problem Codes FDA CDRH | C21007 | Disability
FDA | C54450 | Patient Problem Codes FDA CDRH | C50707 | Disc Impingement
FDA | C54450 | Patient Problem Codes FDA CDRH | C50437 | Discharge
FDA | C54450 | Patient Problem Codes FDA CDRH | C50535 | Discomfort
FDA | C54450 | Patient Problem Codes FDA CDRH | C50536 | Disfigurement
FDA | C54450 | Patient Problem Codes FDA CDRH | C61409 | Dissection
FDA | C54450 | Patient Problem Codes FDA CDRH | C2992 | Disseminated intravascular coagulation (DIC) | A disorder characterized by reduction in the elements involved in blood coagulation due to their utilization in widespread blood clotting within the vessels. | Coagulation (DIC), disseminated intravascular¦Intravascular coagulation (DIC), disseminated¦Disseminated intravascular coagulation¦DIC, disseminated intravascular coagulation¦DIC
FDA | C54450 | Patient Problem Codes FDA CDRH | C50537 | Distention
FDA | C54450 | Patient Problem Codes FDA CDRH | C37942 | Distress
FDA | C54450 | Patient Problem Codes FDA CDRH | C37943 | Dizziness
FDA | C54450 | Patient Problem Codes FDA CDRH | C50434 | Drainage
FDA | C54450 | Patient Problem Codes FDA CDRH | C34553 | Dry Eye(s) |  | Eye(s), dry
FDA | C54450 | Patient Problem Codes FDA CDRH | C50539 | Dyskinesia | Difficulty moving; distortion or impairment of voluntary movement, as in tic, spasm, or myoclonus.
FDA | C54450 | Patient Problem Codes FDA CDRH | C2980 | Dysphagia
FDA | C54450 | Patient Problem Codes FDA CDRH | C35546 | Dysphasia
FDA | C54450 | Patient Problem Codes FDA CDRH | C2998 | Dyspnea |  | Breathing Difficulties¦Difficulty breathing
FDA | C54450 | Patient Problem Codes FDA CDRH | C2999 | Dysuria | Difficulty or pain in urination.
FDA | C54450 | Patient Problem Codes FDA CDRH | C26758 | Ecchymosis
FDA | C54450 | Patient Problem Codes FDA CDRH | C34945 | Ectopic Pregnancy |  | Pregnancy, ectopic
FDA | C54450 | Patient Problem Codes FDA CDRH | C3002 | Edema
FDA | C54450 | Patient Problem Codes FDA CDRH | C35468 | Edema, macular |  | Macular edema
FDA | C54450 | Patient Problem Codes FDA CDRH | C50901 | Edema, Microcytic |  | Microcytic edema
FDA | C54450 | Patient Problem Codes FDA CDRH | C50859 | Edema, Stromal | Fluid from the aqueous humor enters the corneal stroma and causes swelling. | Stromal edema
FDA | C54450 | Patient Problem Codes FDA CDRH | C50543 | EKG/ECG Changes | Changes in cardiac electrical activity. | ECG/EKG changes¦Changes in EKG/ECG
FDA | C54450 | Patient Problem Codes FDA CDRH | C50541 | Electric Shock |  | Shock, Electrical¦Electrical Shock¦Shock, electric
FDA | C54450 | Patient Problem Codes FDA CDRH | C50544 | Electrocution | The passage of electrical current through the body.
FDA | C54450 | Patient Problem Codes FDA CDRH | C50545 | Electrolyte Imbalance | Higher or lower than normal values for the serum electrolytes; usually affecting NA, K, CHL, CO2, glucose, bun. | Imbalance, electrolyte
FDA | C54450 | Patient Problem Codes FDA CDRH | C50542 | Electro-Mechanical Dissociation | Continued electrical rhythmicity of the heart in the absence of effective mechanical function. | Dissociation, electro-mechanical
FDA | C54450 | Patient Problem Codes FDA CDRH | C26759 | Embolism
FDA | C54450 | Patient Problem Codes FDA CDRH | C50547 | Embolus | A mass of clotted blood or other formed elements, such as bubbles of air, calcium fragments, etc. brought by the blood from another vessel and forced into a smaller one, thus obstructing the circulation.
FDA | C54450 | Patient Problem Codes FDA CDRH | C50489 | Emotional Changes |  | Changes, emotional
FDA | C54450 | Patient Problem Codes FDA CDRH | C3348 | Emphysema, Pulmonary | A condition of the lung characterized by increase beyond normal in the size of air spaces distal to the terminal bronchioles, either from dilatation of the alveoli or from destruction of their walls. | Pulmonary emphysema
FDA | C54450 | Patient Problem Codes FDA CDRH | C26760 | Encephalitis
FDA | C54450 | Patient Problem Codes FDA CDRH | C26920 | Encephalopathy
FDA | C54450 | Patient Problem Codes FDA CDRH | C34582 | Endocarditis
FDA | C54450 | Patient Problem Codes FDA CDRH | C34586 | Endophthalmitis
FDA | C54450 | Patient Problem Codes FDA CDRH | C50918 | Endotoxin
FDA | C54450 | Patient Problem Codes FDA CDRH | C50548 | Entrapment | Patient becomes entangled or caught in a bed, particularly in side rails, or mattress, or head/foot boards.
FDA | C54450 | Patient Problem Codes FDA CDRH | C50480 | Enzyme Elevation, Cardiac |  | Cardiac enzyme elevation¦Elevation of cardiac enzymes
FDA | C54450 | Patient Problem Codes FDA CDRH | C50829 | Epithelial Marsupialization |  | Marsupialization, epithelial
FDA | C54450 | Patient Problem Codes FDA CDRH | C50443 | Erosion | An eating away or breakdown of any type of external or internal human tissue including but not limited to skin, teeth, mucosa, or somatic, which involves only the outer tissue layer. When tissue surrounds an implanted device, the tissue breakdown may result in migration and loss of the implant material and may result in further complications such as infection or abscess.
FDA | C54450 | Patient Problem Codes FDA CDRH | C50550 | Eructate | To belch, the casting of upwind from the stomach.
FDA | C54450 | Patient Problem Codes FDA CDRH | C26901 | Erythema
FDA | C54450 | Patient Problem Codes FDA CDRH | C50841 | Esophagus, Laceration(s) Of |  | Laceration(s) of esophagus
FDA | C54450 | Patient Problem Codes FDA CDRH | C50693 | Esophagus, Perforation Of |  | Perforation of esophagus
FDA | C54450 | Patient Problem Codes FDA CDRH | C50553 | Exit Block
FDA | C54450 | Patient Problem Codes FDA CDRH | C50554 | Expulsion
FDA | C54450 | Patient Problem Codes FDA CDRH | C50856 | Exsanguination | Extensive loss of blood due to internal or external hemorrhage.
FDA | C54450 | Patient Problem Codes FDA CDRH | C48198 | Extravasation | A discharge or escape, as of blood, from a vessel into the tissues.
FDA | C54450 | Patient Problem Codes FDA CDRH | C50556 | Extreme Exhaustion | Extreme fatigue; inability to respond to stimuli. | Exhaustion, extreme
FDA | C54450 | Patient Problem Codes FDA CDRH | C50557 | Extrusion | Thrusting or pushing out; expulsion by force.
FDA | C54450 | Patient Problem Codes FDA CDRH | C50819 | Extubate
FDA | C54450 | Patient Problem Codes FDA CDRH | C34602 | Eye injury |  | Injury, eye
FDA | C54450 | Patient Problem Codes FDA CDRH | C26769 | Facial Nerve Paralysis |  | Paralysis of facial nerve¦Nerve paralysis, facial
FDA | C54450 | Patient Problem Codes FDA CDRH | C50857 | Fainting | Extremely weak; threatened with syncope.
FDA | C54450 | Patient Problem Codes FDA CDRH | C50558 | Fall
FDA | C54450 | Patient Problem Codes FDA CDRH | C50559 | Fasciitis | Inflammation of fascia.
FDA | C54450 | Patient Problem Codes FDA CDRH | C3036 | Fatigue
FDA | C54450 | Patient Problem Codes FDA CDRH | C50560 | Feeding Problems |  | Problems, feeding
FDA | C54450 | Patient Problem Codes FDA CDRH | C50562 | Fetal Brain Injury | Injury occurring as a result of the delivery process. | Brain injury, fetal¦Injury, fetal brain
FDA | C54450 | Patient Problem Codes FDA CDRH | C50546 | Fetal Core Temperature Rise | Elevation of total fetal body temperature. | Core temperature rise, fetal¦Rise in fetal core temperature¦Temperature rise, fetal core
FDA | C54450 | Patient Problem Codes FDA CDRH | C50563 | Fetal Distress |  | Distress, fetal
FDA | C54450 | Patient Problem Codes FDA CDRH | C51370 | Fetal scalp laceration(s) |  | Laceration(s), fetal scalp¦Scalp laceration(s), fetal
FDA | C54450 | Patient Problem Codes FDA CDRH | C3038 | Fever
FDA | C54450 | Patient Problem Codes FDA CDRH | C50566 | Fibromyitis | Inflammation and fibrous degeneration of a muscle.
FDA | C54450 | Patient Problem Codes FDA CDRH | C3044 | Fibrosis | The formation of fibrous tissue; fibroid or fibrous degeneration.
FDA | C54450 | Patient Problem Codes FDA CDRH | C50532 | First Use Syndrome | A symptom complex characterized by nervousness, chest pain, back pain, palpations, pruritus, and other usually mild symptoms occurring minutes following the initiation of dialysis with a new dialyzer. | Syndrome, first use
FDA | C54450 | Patient Problem Codes FDA CDRH | C3045 | Fistula
FDA | C54450 | Patient Problem Codes FDA CDRH | C50568 | Flashers | A sudden or brief burst of light.
FDA | C54450 | Patient Problem Codes FDA CDRH | C50569 | Flatus | Gas or air in the gastrointestinal tract.
FDA | C54450 | Patient Problem Codes FDA CDRH | C50570 | Follow-Up Bowel Resection Required
FDA | C54450 | Patient Problem Codes FDA CDRH | C50524 | Forced Expiratory Volume, Decreased | A decrease in the fraction of the forced vital capacity that is exhaled in a specific number of seconds. | FEV (forced expiratory volume), decreased¦Volume (FEV), decreased forced expiratory¦Forced expiratory volume (FEV), decreased¦FEV decreased¦Decreased forced expiratory volume (FEV)
FDA | C54450 | Patient Problem Codes FDA CDRH | C50609 | Forced Expiratory Volume, Increased | An increase in the fraction of the forced vital capacity that is exhaled in a specific number of seconds. | FEV increased¦FEV, (forced expiratory volume), increased¦Forced expiratory volume (FEV), increased¦Increased forced expiratory volume (FEV)¦Volume (FEV), increased forced expiratory
FDA | C54450 | Patient Problem Codes FDA CDRH | C50444 | Foreign Body Reaction | A granulomatous inflammatory reaction evoked by the presence of an exogenous material in the tissues, a characteristic feature of which is the formation of foreign body giant cells. | Reaction, foreign body
FDA | C54450 | Patient Problem Codes FDA CDRH | C50572 | Foreign Body Sensation | Feeling of grittiness or having something in the eye; frequently caused by a foreign body. Other possible causes include corneal abrasion, corneal ulcer, inturned eye lash or acute conjunctivitis. | Sensation, foreign body
FDA | C54450 | Patient Problem Codes FDA CDRH | C50821 | Foreign Body, Removal Of |  | Removal of foreign body
FDA | C54450 | Patient Problem Codes FDA CDRH | C3046 | Fracture(s)
FDA | C54450 | Patient Problem Codes FDA CDRH | C27783 | Fracture, Arm
FDA | C54450 | Patient Problem Codes FDA CDRH | C50529 | Fracture, Delayed Union |  | Delayed union fracture¦Union fracture, delayed
FDA | C54450 | Patient Problem Codes FDA CDRH | C26794 | Fracture, Hip |  | Hip fracture
FDA | C54450 | Patient Problem Codes FDA CDRH | C50745 | Fracture, Skull |  | Skull fracturel
FDA | C54450 | Patient Problem Codes FDA CDRH | C50777 | Fracture, Tooth |  | Tooth fracture
FDA | C54450 | Patient Problem Codes FDA CDRH | C14209 | Fungus
FDA | C54450 | Patient Problem Codes FDA CDRH | C50573 | Gangrene | Death of tissue, usually in considerable mass and generally associated with loss of vascular (nutritive) supply and followed by bacterial invasion and putrefaction.
FDA | C54450 | Patient Problem Codes FDA CDRH | C26780 | Gastritis
FDA | C54450 | Patient Problem Codes FDA CDRH | C26782 | Glaucoma
FDA | C54450 | Patient Problem Codes FDA CDRH | C3064 | Granuloma
FDA | C54450 | Patient Problem Codes FDA CDRH | C52352 | Great Vessel Perforation |  | Perforation, great vessel
FDA | C54450 | Patient Problem Codes FDA CDRH | C50575 | Hair Loss |  | Loss of hair
FDA | C54450 | Patient Problem Codes FDA CDRH | C50806 | Halo | Hazy ring around bright lights seen by some patients with refractive error or optical defects, e.g. cataracts, or corneal swelling.
FDA | C54450 | Patient Problem Codes FDA CDRH | C50509 | Haze
FDA | C54450 | Patient Problem Codes FDA CDRH | C34660 | Head Injury |  | Injury, head
FDA | C54450 | Patient Problem Codes FDA CDRH | C34661 | Headache
FDA | C54450 | Patient Problem Codes FDA CDRH | C50643 | Headache, Lumbar Puncture | Headache in erect position, after lumbar puncture; due to lowering of intracranial pressure by leakage of cerebrospinal fluid through the needle tract. | Headache, post spinal¦Lumbar puncture headache¦Post spinal headache
FDA | C54450 | Patient Problem Codes FDA CDRH | C50601 | Healing, Impaired |  | Impaired healing
FDA | C54450 | Patient Problem Codes FDA CDRH | C50576 | Hearing Impairment |  | Impairment, hearing
FDA | C54450 | Patient Problem Codes FDA CDRH | C35731 | Hearing loss |  | Loss of hearing
FDA | C54450 | Patient Problem Codes FDA CDRH | C50577 | Heart Failure | Inability of the heart to pump blood at an adequate rate to fill tissue metabolic requirements or the ability to do so only at an elevated filling pressure. | Cardiac Insufficiency¦Insufficiency, cardiac¦Failure, Heart
FDA | C54450 | Patient Problem Codes FDA CDRH | C50818 | Heart Valve Repair |  | Valve, repair of heart¦Repair, heart valve
FDA | C54450 | Patient Problem Codes FDA CDRH | C34670 | Heartburn
FDA | C54450 | Patient Problem Codes FDA CDRH | C50578 | Heavier Menses
FDA | C54450 | Patient Problem Codes FDA CDRH | C50579 | Hematoma | A localized collection of blood, usually clotted, in an organ, space, or tissue, due to a break in the wall of a blood vessel.
FDA | C54450 | Patient Problem Codes FDA CDRH | C3090 | Hematuria
FDA | C54450 | Patient Problem Codes FDA CDRH | C50580 | Hemoconcentration | An increase in the concentration of blood cells resulting from the loss of plasma or water from the blood stream.
FDA | C54450 | Patient Problem Codes FDA CDRH | C15248 | Hemodialysis
FDA | C54450 | Patient Problem Codes FDA CDRH | C37965 | Hemolysis
FDA | C54450 | Patient Problem Codes FDA CDRH | C34376 | Hemolytic Anemia |  | Anemia, hemolytic
FDA | C54450 | Patient Problem Codes FDA CDRH | C3094 | Hemoptysis
FDA | C54450 | Patient Problem Codes FDA CDRH | C26791 | Hemorrhage |  | Bleeding
FDA | C54450 | Patient Problem Codes FDA CDRH | C50485 | Hemorrhage, cerebral | Hemorrhage into the cerebrum. See also Stroke Syndrome. | Bleeding, cerebral¦Cerebral bleeding¦Cerebral hemorrhage
FDA | C54450 | Patient Problem Codes FDA CDRH | C50555 | Hemorrhage, Extradural | Intracranial hemorrhage into the epidural space. | Extradural hemorrhage
FDA | C54450 | Patient Problem Codes FDA CDRH | C50896 | Hemorrhage, Intraventricular |  | Intraventricular hemorrhage
FDA | C54450 | Patient Problem Codes FDA CDRH | C50757 | Hemorrhage, Subarachnoid | Intracranial hemorrhage into the subarachnoid space. | Subarachnoid hemorrhage
FDA | C54450 | Patient Problem Codes FDA CDRH | C50759 | Hemorrhage, Subdural | Cerebral hemorrhage into the subdural space. See also Stroke Syndrome. | Subdural hemorrhage
FDA | C54450 | Patient Problem Codes FDA CDRH | C50761 | Hemorrhage, Subgaleal |  | Hemorrhage, subgaleal
FDA | C54450 | Patient Problem Codes FDA CDRH | C50581 | Hemostasis | The arrest of bleeding, either by the physiological properties of vasoconstriction and coagulation or by surgical means.
FDA | C54450 | Patient Problem Codes FDA CDRH | C50582 | Hemothorax | A collection of blood in the pleural cavity.
FDA | C54450 | Patient Problem Codes FDA CDRH | C3095 | Hepatitis
FDA | C54450 | Patient Problem Codes FDA CDRH | C34685 | Hernia
FDA | C54450 | Patient Problem Codes FDA CDRH | C50583 | Herpes | Any inflammatory skin disease caused by a herpesvirus and characterized by the formation of small vesicles in clusters.
FDA | C54450 | Patient Problem Codes FDA CDRH | C37966 | Hiccups
FDA | C54450 | Patient Problem Codes FDA CDRH | C14219 | HIV, Human Immunodeficiency Virus | A cytopathic retrovirus. It is the etiological agent of AIDS. | Virus (HIV), human immunodeficiency¦Human immunodeficiency virus (HIV)
FDA | C54450 | Patient Problem Codes FDA CDRH | C50414 | Hospitalization Required |  | Required hospitalization
FDA | C54450 | Patient Problem Codes FDA CDRH | C50586 | Host-Tissue Reaction | Growth of tissue in or around a foreign body as the body's antibody response to the foreign body. | Tissue, reaction of host¦Reaction of host-tissue
FDA | C54450 | Patient Problem Codes FDA CDRH | C3109 | Hot Flashes |  | Flashes, hot
FDA | C54450 | Patient Problem Codes FDA CDRH | C50736 | Hyaloid Face, Rupture Of |  | Face, rupture of hyaloid¦Rupture of hyaloid face
FDA | C54450 | Patient Problem Codes FDA CDRH | C27088 | Hyperbilirubinemia | Excessive concentrations of bilirubin in the blood, which may lead to jaundice.
FDA | C54450 | Patient Problem Codes FDA CDRH | C50588 | Hyperemia | The presence of an increased amount of blood in a part or organ; engorgement.
FDA | C54450 | Patient Problem Codes FDA CDRH | C26797 | Hyperglycemia |  | Blood Glucose, High¦High blood glucose¦Glucose, high blood
FDA | C54450 | Patient Problem Codes FDA CDRH | C37970 | Hypernatremia
FDA | C54450 | Patient Problem Codes FDA CDRH | C3113 | Hyperplasia
FDA | C54450 | Patient Problem Codes FDA CDRH | C3114 | Hypersensitivity | Hypersensitivity; a local or general reaction of an organism following contact with a specific allergen to which it has been previously exposed and to which it has become sensitized. | Allergic Reaction
FDA | C54450 | Patient Problem Codes FDA CDRH | C3117 | Hypertension |  | Blood Pressure, High¦Blood Pressure, Increased¦Increased blood pressure¦Pressure, high blood¦High blood pressure
FDA | C54450 | Patient Problem Codes FDA CDRH | C50589 | Hyperthermia
FDA | C54450 | Patient Problem Codes FDA CDRH | C50590 | Hyperventilation | Abnormally prolonged, rapid, and deep breathing.
FDA | C54450 | Patient Problem Codes FDA CDRH | C50591 | Hypervolemia
FDA | C54450 | Patient Problem Codes FDA CDRH | C50592 | Hyphema | Hemorrhage within the anterior chamber of the eye; bloodshot.
FDA | C54450 | Patient Problem Codes FDA CDRH | C50445 | Hypoesthesia | Consisting of abnormally decreased sensitivity, particularly to touch.
FDA | C54450 | Patient Problem Codes FDA CDRH | C50463 | Hypoesthesia, Arm/Hand | Consisting of abnormally decreased sensitivity, particularly to touch.
FDA | C54450 | Patient Problem Codes FDA CDRH | C50571 | Hypoesthesia, Foot/Leg | Consisting of abnormally decreased sensitivity, particularly to touch. | Foot/leg hypoesthesia¦Leg/foot hypoesthesia
FDA | C54450 | Patient Problem Codes FDA CDRH | C3126 | Hypoglycemia |  | Blood Glucose, Low¦Glucose, low blood¦Low blood glucose
FDA | C54450 | Patient Problem Codes FDA CDRH | C50593 | Hypopyon | An accumulation of pus in the anterior chamber of the eye.
FDA | C54450 | Patient Problem Codes FDA CDRH | C3128 | Hypotension |  | Blood Pressure, Decreased¦Blood Pressure, Low¦Low blood pressure¦Pressure, low blood¦Decreased blood pressure
FDA | C54450 | Patient Problem Codes FDA CDRH | C50523 | Hypothermia | Abnormally low body temperature. | Body temperature, decreased¦Temperature, decreased body¦Decreased body temperature
FDA | C54450 | Patient Problem Codes FDA CDRH | C50594 | Hypoventilation | A state in which there is a reduced amount of air entering the pulmonary alveoli.
FDA | C54450 | Patient Problem Codes FDA CDRH | C50595 | Hypovolemia | Abnormally decreased volume of circulating fluid (plasma) in body.
FDA | C54450 | Patient Problem Codes FDA CDRH | C3890 | Hypoxia
FDA | C54450 | Patient Problem Codes FDA CDRH | C50564 | Hypoxia, Fetal | Hypoxia in utero, caused by conditions such as inadequate placental function (often abruptio placentae), preeclamptic toxicity, prolapse of the umbilical cord, or complications from anesthetic administration.
FDA | C54450 | Patient Problem Codes FDA CDRH | C50597 | Iatrogenic Lesion | Denoting any adverse condition in a patient occurring as the result of treatment by a physician or surgeon, especially infections acquired by the patient during the course of the treatment. | Lesion, iatrogenic
FDA | C54450 | Patient Problem Codes FDA CDRH | C50598 | Iatrogenic Source |  | Source, iatogenic
FDA | C54450 | Patient Problem Codes FDA CDRH | C50839 | Identified Diagnosis |  | Diagnosis, identified
FDA | C54450 | Patient Problem Codes FDA CDRH | C50599 | Idioventricular Rhythm | Relating to or affecting the cardiac ventricles alone. | Rhythm, idioventricular
FDA | C54450 | Patient Problem Codes FDA CDRH | C50626 | Immobility Of The Joint
FDA | C54450 | Patient Problem Codes FDA CDRH | C3131 | Immuno-Deficiency | A deficiency of immune response or a disorder characterized by deficient immune response.
FDA | C54450 | Patient Problem Codes FDA CDRH | C50603 | Implant, Failure Of | An object or material, such as an alloplastic or radioactive material or tissue, partially or totally inserted or grafted into the body for prosthetic, therapeutic, diagnostic, or experimental purposes. | Failure of implant
FDA | C54450 | Patient Problem Codes FDA CDRH | C3133 | Impotence
FDA | C54450 | Patient Problem Codes FDA CDRH | C50415 | Improved Patient Condition |  | Condition of patient, improved¦Patient condition, improved
FDA | C54450 | Patient Problem Codes FDA CDRH | C50914 | Inadequate Osteointegration
FDA | C54450 | Patient Problem Codes FDA CDRH | C50607 | Incompetent Cervix | One that is abnormally prone to dilate in the second trimester of pregnancy, resulting in premature expulsion of the fetus. | Cervix, incompetent
FDA | C54450 | Patient Problem Codes FDA CDRH | C3429 | Incontinence
FDA | C54450 | Patient Problem Codes FDA CDRH | C50486 | Infarction, cerebral | An ischemic condition of the brain, producing a persistent focal neurological deficit in the area of distribution of the cerebral arteries. | Cerebral, Infarction
FDA | C54450 | Patient Problem Codes FDA CDRH | C26726 | Infection
FDA | C54450 | Patient Problem Codes FDA CDRH | C2890 | Infection, Bacterial |  | Bacterial infection
FDA | C54450 | Patient Problem Codes FDA CDRH | C50534 | Infection, Direct | Infection produced by direct contact with another person. | Direct infection
FDA | C54450 | Patient Problem Codes FDA CDRH | C3245 | Infection, Fungal |  | Fungal infection
FDA | C54450 | Patient Problem Codes FDA CDRH | C50612 | Infection, Indirect | Infection transmitted by water, food or other means of conveyance. | Indirect infection
FDA | C54450 | Patient Problem Codes FDA CDRH | C50617 | Infection, Intraocular | Infection within the eye. | Intraocular infection
FDA | C54450 | Patient Problem Codes FDA CDRH | C50719 | Infection, Pyrogenic | An infection caused by pus-producing organisms. | Pyrogenic infection
FDA | C54450 | Patient Problem Codes FDA CDRH | C50758 | Infection, Subclinical | Infection associated with no detectable symptoms but caused by microorganisms capable of producing easily recognizable diseases, such a poliomyelitis or mumps. | Subclinical infection
FDA | C54450 | Patient Problem Codes FDA CDRH | C35650 | Infection, Upper Respiratory Tract
FDA | C54450 | Patient Problem Codes FDA CDRH | C50791 | Infection, Urinary Tract |  | Tract, infection of urinary¦Urinary tract infection
FDA | C54450 | Patient Problem Codes FDA CDRH | C3439 | Infection, Viral |  | Viral infection
FDA | C54450 | Patient Problem Codes FDA CDRH | C50922 | Infective Agents |  | Agents, infective
FDA | C54450 | Patient Problem Codes FDA CDRH | C25754 | Infiltration | To penetrate a tissue or substance. | Infiltrates
FDA | C54450 | Patient Problem Codes FDA CDRH | C3137 | Inflammation
FDA | C54450 | Patient Problem Codes FDA CDRH | C3671 | Injury
FDA | C54450 | Patient Problem Codes FDA CDRH | C25182 | Inpatient
FDA | C54450 | Patient Problem Codes FDA CDRH | C50796 | Insufficiency, Valvular | Dysfunction of one of the cardiac valves, with incomplete valve closure resulting in valvular regurgitation. | Valvular insufficiency
FDA | C54450 | Patient Problem Codes FDA CDRH | C34818 | Intermenstrual Bleeding
FDA | C54450 | Patient Problem Codes FDA CDRH | C50616 | Intimal Dissection | Pertaining to the inner layer of the blood vessels. | Dissection, intimal
FDA | C54450 | Patient Problem Codes FDA CDRH | C50438 | Intracranial hemorrhage | Bleeding within the cranium. | Bleeding, Intracranial¦Intracranial bleeding¦Hemorrhage, Intracranial
FDA | C54450 | Patient Problem Codes FDA CDRH | C50618 | Intraocular Pressure Rise | Increase of pressure of the intraocular fluid in the eye. | IOPR¦Intraocular pressure rise, (IOPR)¦Pressure (IOPR), rise in intraocular¦Rise in intraocular pressure, (IOPR)¦IOPR, intraocular pressure rise
FDA | C54450 | Patient Problem Codes FDA CDRH | C50786 | Intraocular Pressure, Delayed, Uncontrolled | Changes in the fluid pressure inside the eye. | Delayed, uncontrolled intraocular pressure (IOP)¦Uncontrolled/delayed intraocular pressure (IOP)¦Pressure (IOP), delayed uncontrolled intraocular¦IOP (intraocular pressure), delayed, uncontrolled¦IOP Delayed, Uncontrolled¦Intraocular pressure (IOP), delayed, uncontrolled
FDA | C54450 | Patient Problem Codes FDA CDRH | C50619 | Intraoperative Pain
FDA | C54450 | Patient Problem Codes FDA CDRH | C48197 | Intravasation | The entrance of foreign matter into a blood vessel.
FDA | C54450 | Patient Problem Codes FDA CDRH | C37981 | Intubation
FDA | C54450 | Patient Problem Codes FDA CDRH | C50621 | Iritis | Inflammation of the iris.
FDA | C54450 | Patient Problem Codes FDA CDRH | C50623 | Irritability
FDA | C54450 | Patient Problem Codes FDA CDRH | C50624 | Irritation
FDA | C54450 | Patient Problem Codes FDA CDRH | C34738 | Ischemia
FDA | C54450 | Patient Problem Codes FDA CDRH | C50625 | Ischemic Heart Disease |  | Disease, ischemic heart¦Heart disease, ischemic
FDA | C54450 | Patient Problem Codes FDA CDRH | C3344 | Itching
FDA | C54450 | Patient Problem Codes FDA CDRH | C3143 | Jaundice
FDA | C54450 | Patient Problem Codes FDA CDRH | C26750 | Joint Dislocation |  | Dislocated joint
FDA | C54450 | Patient Problem Codes FDA CDRH | C35760 | Joint Disorder |  | Disorder, joint
FDA | C54450 | Patient Problem Codes FDA CDRH | C50627 | Joint Swelling |  | Swelling, joint
FDA | C54450 | Patient Problem Codes FDA CDRH | C26805 | Keratitis
FDA | C54450 | Patient Problem Codes FDA CDRH | C50450 | Keratitis, Acanthamoeba | Keratitis due to infection by acanthamoeba; it is usually associated with soft contact lens wear, particularly overnight wear. | Acanthamoeba keratitis
FDA | C54450 | Patient Problem Codes FDA CDRH | C50917 | Labor, Premature | Ouster of a viable infant before the normal end of gestation, commonly defined as interruption of pregnancy between the twentieth-thirty seventh completed weeks after the onset of the last menstrual cycle. | Premature labor
FDA | C54450 | Patient Problem Codes FDA CDRH | C50446 | Laceration(s)
FDA | C54450 | Patient Problem Codes FDA CDRH | C15266 | Laparotomy
FDA | C54450 | Patient Problem Codes FDA CDRH | C61390 | Lead(s), burn(s) from
FDA | C54450 | Patient Problem Codes FDA CDRH | C61392 | Lead(s), shock from
FDA | C54450 | Patient Problem Codes FDA CDRH | C50628 | Leaflet Disruption | A separation of the cusp of a heart valve. | Disruption, leaflet
FDA | C54450 | Patient Problem Codes FDA CDRH | C50864 | Leaflet Disruption Due To Calcification |  | Calicification, leaflet disruption due to
FDA | C54450 | Patient Problem Codes FDA CDRH | C50906 | Leaflet Disruption Due To Host Tissue Overgrowth |  | Host tissue overgrowth, leaflet disruption due to
FDA | C54450 | Patient Problem Codes FDA CDRH | C50866 | Leaflet Disruption Due To Infection |  | Infection, leaflet disruption due to
FDA | C54450 | Patient Problem Codes FDA CDRH | C50908 | Leaflet Disruption Due To Suture Abrasion |  | Suture abrasion, leaflet disruption due to
FDA | C54450 | Patient Problem Codes FDA CDRH | C50907 | Leaflet Disruption, Cause Unknown |  | Unknown cause of leaflet disruption
FDA | C54450 | Patient Problem Codes FDA CDRH | C50696 | Leak(s), Perivalvular | The escape of blood around a heart valve, particularly around its leaflets. | Perivalvular Leak
FDA | C54450 | Patient Problem Codes FDA CDRH | C50629 | Left Ventricular Dysfunction |  | Dysfunction, left ventricular¦Ventricular dysfunction, left
FDA | C54450 | Patient Problem Codes FDA CDRH | C50630 | Left Ventricular Failure | Failure of adequate output by the left ventricle despite an increase in distending pressure and in end-diastolic volume, with dyspnea, orthopnea, and other signs and symptoms of pulmonary congestion and edema. | Failure, left ventricular¦Ventricular failure, left
FDA | C54450 | Patient Problem Codes FDA CDRH | C50631 | Left Ventricular Hypertrophy | Enlargement or overgrowth of the myocardium of the left ventricle, due to chronic pressure overload. | Ventricular hypertrophy, left
FDA | C54450 | Patient Problem Codes FDA CDRH | C50836 | Lens, Replacement Of
FDA | C54450 | Patient Problem Codes FDA CDRH | C3824 | Lesion
FDA | C54450 | Patient Problem Codes FDA CDRH | C50632 | Lesions In The Target Points
FDA | C54450 | Patient Problem Codes FDA CDRH | C50412 | Lethargic
FDA | C54450 | Patient Problem Codes FDA CDRH | C50633 | Ligament(s), Damage To |  | Damage to ligament(s)
FDA | C54450 | Patient Problem Codes FDA CDRH | C50909 | Limited Mobility Of The Implanted Joint
FDA | C54450 | Patient Problem Codes FDA CDRH | C50853 | Liver Contusion | Bruising of the liver. | Contusion, liver
FDA | C54450 | Patient Problem Codes FDA CDRH | C50634 | Liver Dysfunction |  | Dysfunction, liver
FDA | C54450 | Patient Problem Codes FDA CDRH | C50854 | Liver Laceration(s) |  | Laceration(s), liver
FDA | C54450 | Patient Problem Codes FDA CDRH | C50635 | Loss of consciousness
FDA | C54450 | Patient Problem Codes FDA CDRH | C50636 | Loss of pulse |  | Pulse, Loss Of
FDA | C54450 | Patient Problem Codes FDA CDRH | C50641 | Low Cardiac Output |  | Cardiac output, low¦Output, low cardiac
FDA | C54450 | Patient Problem Codes FDA CDRH | C50644 | Lung, Overinflation Of |  | Overinflation of lung
FDA | C54450 | Patient Problem Codes FDA CDRH | C27153 | Lupus
FDA | C54450 | Patient Problem Codes FDA CDRH | C3832 | Malaise
FDA | C54450 | Patient Problem Codes FDA CDRH | C50431 | Mammogram, Abnormal |  | Abnormal mammogram
FDA | C54450 | Patient Problem Codes FDA CDRH | C50413 | Manual Ventilation Required |  | Ventilation required, manual
FDA | C54450 | Patient Problem Codes FDA CDRH | C50645 | Mediastinal Shift | Normal location of the mediastinum changes to the right or left, depending upon the underlying cause. | Shift, mediastinal
FDA | C54450 | Patient Problem Codes FDA CDRH | C54027 | Medical Problem |  | Patient Problem Code¦Patient Problem
FDA | C54450 | Patient Problem Codes FDA CDRH | C50649 | Membrane, Breakage Of |  | Breakage of membrane
FDA | C54450 | Patient Problem Codes FDA CDRH | C2867 | Memory Loss |  | Loss of memorys
FDA | C54450 | Patient Problem Codes FDA CDRH | C26828 | Meningitis
FDA | C54450 | Patient Problem Codes FDA CDRH | C35219 | Menstrual Irregularities | Deviations from the normal process; e.g. delayed, difficult, profuse, scanty, unusual bleeding, etc. | Irregularities, menstrual
FDA | C54450 | Patient Problem Codes FDA CDRH | C41456 | Microcyst(s) | A tiny cyst, frequently of such dimensions that a magnifying lens or microscope is required for observation.
FDA | C54450 | Patient Problem Codes FDA CDRH | C50549 | Microcysts, Epithelial | Very small, round vesicles containing fluid and cellular debris observed on the surface of the cornea under slit-lamp examination in some types of corneal dystrophy and in wearers of extended-wear lenses. | Epithelial microcysts
FDA | C54450 | Patient Problem Codes FDA CDRH | C50650 | Microperforation(s) | Small holes made through a part or a substance.
FDA | C54450 | Patient Problem Codes FDA CDRH | C50651 | Migration | Pass from one part of the body or organ to another.
FDA | C54450 | Patient Problem Codes FDA CDRH | C34336 | Miscarriage | Loss of the products of conception from the uterus before the fetus is viable; spontaneous abortion.
FDA | C54450 | Patient Problem Codes FDA CDRH | C50432 | Misdiagnosis
FDA | C54450 | Patient Problem Codes FDA CDRH | C50429 | Missed Dose |  | Dose, missed
FDA | C54450 | Patient Problem Codes FDA CDRH | C50888 | Mitral Insufficiency |  | Insufficiency, mitral
FDA | C54450 | Patient Problem Codes FDA CDRH | C50653 | Mitral Perforation |  | Perforation, mitral
FDA | C54450 | Patient Problem Codes FDA CDRH | C50852 | Mitral Regurgitation | The backward flow of blood from the left ventricle into the left atrium, owing to insufficiency of the mitral valve; it may be acute or chronic, usually due to mitral valve prolapse, rheumatic heart disease or a complication of cardiac dilatation. | Regurgitation, mitral
FDA | C54450 | Patient Problem Codes FDA CDRH | C50654 | Mitral Stenosis | Narrowing of the left atrioventricular mitral orifice. | Stenosis, mitral
FDA | C54450 | Patient Problem Codes FDA CDRH | C50655 | Mitral Valve Prolapse | Prolapse of the mitral valve, often with regurgitation, associated with myxomatous proliferation of the leaflets of the mitral valve. | Valve, prolapse of mitral¦Prolapse, mitral valve
FDA | C54450 | Patient Problem Codes FDA CDRH | C50825 | Mitral Valve Replacement |  | Valve replacement, mitral¦Replacement, mitral valve
FDA | C54450 | Patient Problem Codes FDA CDRH | C50656 | Muscle Spasm(s) | A sudden, violent, involuntary contraction of a muscle or group of muscles. | Spasm(s), muscle)
FDA | C54450 | Patient Problem Codes FDA CDRH | C50657 | Muscle Stimulation |  | Stimulation of muscle
FDA | C54450 | Patient Problem Codes FDA CDRH | C50658 | Muscle Weakness |  | Weakness, muscular
FDA | C54450 | Patient Problem Codes FDA CDRH | C50659 | Muscular Rigidity | Stiffness or inflexibility. | Rigidity, muscular
FDA | C54450 | Patient Problem Codes FDA CDRH | C50660 | Muscular Tics | An involuntary, compulsive, repetitive stereotyped movement, usually of the face or shoulders.
FDA | C54450 | Patient Problem Codes FDA CDRH | C27009 | Myalgia
FDA | C54450 | Patient Problem Codes FDA CDRH | C50661 | Myocardial Contusion | A bruise to the heart. | Cardiac contusion¦Contusion, cardiac¦Contusion, myocardial
FDA | C54450 | Patient Problem Codes FDA CDRH | C27996 | Myocardial Infarction | Gross necrosis of the myocardium, as a result of interruption of the blood supply to the area, as in coronary thrombosis. | Infarction (MI), myocardial¦Myocardial infarction, (MI)l¦MI, myocardial infarctionl¦MI
FDA | C54450 | Patient Problem Codes FDA CDRH | C34831 | Myocarditis
FDA | C54450 | Patient Problem Codes FDA CDRH | C50662 | Nasal Obstruction |  | Obstruction, nasal
FDA | C54450 | Patient Problem Codes FDA CDRH | C3258 | Nausea
FDA | C54450 | Patient Problem Codes FDA CDRH | C16897 | Necrosis
FDA | C54450 | Patient Problem Codes FDA CDRH | C50567 | Necrosis Of Flap Tissue |  | Flap tissue, necrosis of¦Tissue, necrosis of flap
FDA | C54450 | Patient Problem Codes FDA CDRH | C50665 | Needle Stick/Puncture |  | Stick/puncture from needle¦Puncture/stick from needle
FDA | C54450 | Patient Problem Codes FDA CDRH | C50666 | Neonatal Deformities |  | Deformities, neonatal
FDA | C54450 | Patient Problem Codes FDA CDRH | C50667 | Neonatal Hearing Impairment |  | Hearing impairment, neonatal¦Impairment to hearing, neonatal
FDA | C54450 | Patient Problem Codes FDA CDRH | C50668 | Neonatal Hearing Loss |  | Hearing loss, neonatal¦Loss of hearing, neonatal
FDA | C54450 | Patient Problem Codes FDA CDRH | C16900 | Neovascularization
FDA | C54450 | Patient Problem Codes FDA CDRH | C50669 | Nerve Damage |  | Damage to nerve(s)
FDA | C54450 | Patient Problem Codes FDA CDRH | C50915 | Nerve Proximity NOS (Not Otherwise Specified)
FDA | C54450 | Patient Problem Codes FDA CDRH | C50787 | Nerve Stimulation, Undesired |  | Stimulation of nerve, undesired¦Undesired nerve stimulation
FDA | C54450 | Patient Problem Codes FDA CDRH | C50670 | Neural Tissue Damage |  | Damage to neural tissue¦Tissue damage, neural
FDA | C54450 | Patient Problem Codes FDA CDRH | C50672 | Neurological Deficit/Dysfunction |  | Deficit/dysfunction, neurological¦Dysfunction/deficit, neurological
FDA | C54450 | Patient Problem Codes FDA CDRH | C4731 | Neuropathy
FDA | C54450 | Patient Problem Codes FDA CDRH | C50673 | Nipple Sensation, Changes In/Loss Of |  | Changes in/loss of nipple sensation¦Loss of/changes in nipple sensation¦Sensation, changes in/loss of nipple
FDA | C54450 | Patient Problem Codes FDA CDRH | C50674 | Nipple Ulceration |  | Ulceration, nipple
FDA | C54450 | Patient Problem Codes FDA CDRH | C50675 | No Consequences Or Impact To Patient |  | Consequences or impact to patient, none¦Impact or consequences to patient, none¦Patient, no consequences or impact to
FDA | C54450 | Patient Problem Codes FDA CDRH | C50912 | No Patient Involvement
FDA | C54450 | Patient Problem Codes FDA CDRH | C50405 | Nonpyrogenic
FDA | C54450 | Patient Problem Codes FDA CDRH | C50676 | Nonresorbable Materials, Unretrieved In Body |  | Materials (nonresorbable), unretrieved in body¦Unretrieved nonresorbable materials in body
FDA | C54450 | Patient Problem Codes FDA CDRH | C50404 | Nonspecific
FDA | C54450 | Patient Problem Codes FDA CDRH | C34857 | Numbness
FDA | C54450 | Patient Problem Codes FDA CDRH | C3284 | Obstruction
FDA | C54450 | Patient Problem Codes FDA CDRH | C50678 | Occlusion | The act of closure or the state of being closed; an obstruction; the relationship between all of the components of the masticatory system in normal function, dysfunction, and parafunction; momentary complete closure of some area in the vocal tract, causing stoppage of the breath and accumulation of pressure.
FDA | C54450 | Patient Problem Codes FDA CDRH | C50849 | Optical Nerve Damage |  | Damage to optical nerve(s)¦Nerve damage, optical
FDA | C54450 | Patient Problem Codes FDA CDRH | C50475 | Optical tissue, breakdown of |  | Tissue, Breakdown Of Optical
FDA | C54450 | Patient Problem Codes FDA CDRH | C50679 | Organ(s), Perforation Of |  | Perforation of organ(s)
FDA | C54450 | Patient Problem Codes FDA CDRH | C50680 | Ossification | The formation of bone or of a bony substance; the conversion of fibrous tissue or of cartilage into bone or a bony substance.
FDA | C54450 | Patient Problem Codes FDA CDRH | C50681 | Osteolysis | Dissolution of bone; applied especially to the removal or loss of the calcium of bone.
FDA | C54450 | Patient Problem Codes FDA CDRH | C50910 | Osteopenia |  | Bone Loss
FDA | C54450 | Patient Problem Codes FDA CDRH | C28293 | Outpatient
FDA | C54450 | Patient Problem Codes FDA CDRH | C50682 | Overcorrection
FDA | C54450 | Patient Problem Codes FDA CDRH | C50873 | Overdose
FDA | C54450 | Patient Problem Codes FDA CDRH | C50850 | Oversedated
FDA | C54450 | Patient Problem Codes FDA CDRH | C50683 | Overstimulation
FDA | C54450 | Patient Problem Codes FDA CDRH | C50504 | Overwear Syndrome | Ocular pain which may be very intense, accompanied by corneal epithelium damage, conjunctival injection, lacrimation, blepharospasm, photophobia and hazy vision following corneal edema caused by overwear of contact lenses, principally the PMMA type. | Syndrome, overwear
FDA | C54450 | Patient Problem Codes FDA CDRH | C50584 | Oxygen Saturation, High | The calculated measurements indicating the degree to which oxygen is bound to hemoglobin is high. | Saturation, high oxygen¦High oxygen saturation
FDA | C54450 | Patient Problem Codes FDA CDRH | C50640 | Oxygen Saturation, Low | The calculated measurements indicating the degree to which oxygen is bound to hemoglobin is low. | Low oxygen saturation¦Saturation, low oxygen
FDA | C54450 | Patient Problem Codes FDA CDRH | C3303 | Pain
FDA | C54450 | Patient Problem Codes FDA CDRH | C50605 | Pain Relief, Inadequate |  | Inadequate pain relief
FDA | C54450 | Patient Problem Codes FDA CDRH | C26682 | Pain, Abdominal |  | Abdominal pain
FDA | C54450 | Patient Problem Codes FDA CDRH | C50663 | Pain, Neck |  | Neck pain
FDA | C54450 | Patient Problem Codes FDA CDRH | C50684 | Painful Stimulation |  | Stimulation, painful
FDA | C54450 | Patient Problem Codes FDA CDRH | C50685 | Pallor
FDA | C54450 | Patient Problem Codes FDA CDRH | C37999 | Palpitations
FDA | C54450 | Patient Problem Codes FDA CDRH | C50686 | Pannus Formation | Superficial vascularization of the cornea with infiltration of granulation tissue; an inflammatory exudate overlying the lining layer of synovial cells on the inside of a joint. | Formation, pannus
FDA | C54450 | Patient Problem Codes FDA CDRH | C3310 | Paralysis
FDA | C54450 | Patient Problem Codes FDA CDRH | C50687 | Paraplegia | Paralysis of the legs and lower part of the body.
FDA | C54450 | Patient Problem Codes FDA CDRH | C50688 | Paresis | A slight or incomplete paralysis.
FDA | C54450 | Patient Problem Codes FDA CDRH | C61389 | Patch test, abnormal results of
FDA | C54450 | Patient Problem Codes FDA CDRH | C50525 | Peak Expiratory Flowrate, Decreased | A decrease of the greatest rate of flow that can be achieved during forced expiration beginning with the lungs fully inflated. | Flowrate, decreased peak expiratory¦Decreased peak expiratory flowrate
FDA | C54450 | Patient Problem Codes FDA CDRH | C50610 | Peak Expiratory Flowrate, Increased | An increase of the greatest rate of flow that can be achieved during forced expiration beginning with the lungs fully inflated. | Flowrate, increased peak expiratory¦Increased peak expiratory flowrate
FDA | C54450 | Patient Problem Codes FDA CDRH | C50691 | Peeling | A peeling off or loss of epidermis, as in sunburn, postscarlatinal peeling, or toxic epidermal necrolysis.
FDA | C54450 | Patient Problem Codes FDA CDRH | C3889 | Pelvic Inflammatory Disease | Any pelvic infection involving the upper female genital tract beyond the cervix. | Disease (PID), pelvic inflammatory¦Inflammatory disease (PID), pelvic¦PID, pelvic inflammatory diseasec¦Pelvic inflammatory disease, (PID)¦PID
FDA | C54450 | Patient Problem Codes FDA CDRH | C4080 | Perforation
FDA | C54450 | Patient Problem Codes FDA CDRH | C50694 | Peripheral Vascular Disease |  | Disease, peripheral vascular¦Vascular disease, peripheral
FDA | C54450 | Patient Problem Codes FDA CDRH | C50695 | Peritoneal Laceration(s) |  | Laceration(s), peritoneal
FDA | C54450 | Patient Problem Codes FDA CDRH | C26849 | Peritonitis
FDA | C54450 | Patient Problem Codes FDA CDRH | C27061 | Peroneal Nerve Palsy | Paralysis of the nerves located in the legs. | Nerve palsy, peroneal¦Palsy, peroneal nerve
FDA | C54450 | Patient Problem Codes FDA CDRH | C26851 | Pharyngitis
FDA | C54450 | Patient Problem Codes FDA CDRH | C38003 | Phlebitis
FDA | C54450 | Patient Problem Codes FDA CDRH | C50697 | Phosphene Visualization | An objective visual sensation that appears with the eyes closed and in the absence of visual light. | Visualization, phosphene
FDA | C54450 | Patient Problem Codes FDA CDRH | C50698 | Phototoxicity | A nonimmunologic, chemically induced type of photosensitivity.
FDA | C54450 | Patient Problem Codes FDA CDRH | C17000 | Pleomorphism
FDA | C54450 | Patient Problem Codes FDA CDRH | C3331 | Pleural Effusion |  | Effusion, pleural
FDA | C54450 | Patient Problem Codes FDA CDRH | C3333 | Pneumonia
FDA | C54450 | Patient Problem Codes FDA CDRH | C38006 | Pneumothorax
FDA | C54450 | Patient Problem Codes FDA CDRH | C50699 | Pocket Erosion | Erosion of patient's skin pocket which houses a device. | Erosion, pocket
FDA | C54450 | Patient Problem Codes FDA CDRH | C50700 | Polydipsia | Chronic excessive intake of water; it may be from an organic cause, such as the dehydration of diabetes mellitus, diabetes insipidus, or a reaction to medication, or from a psychological cause. When untreated it can lead to water intoxication.
FDA | C54450 | Patient Problem Codes FDA CDRH | C26925 | Polymyositis
FDA | C54450 | Patient Problem Codes FDA CDRH | C50701 | Positive antinuclear antibodies (ANA) | Antibodies directed against nuclear antigens; almost invariably found in systemic lupus erythematosus and are frequently found in rheumatoid arthritis, scleroderma, Sjogren's Syndrome and mixed connective tissue disease. | ANA, positive antinuclear antibodies¦Antibodies (ANA), positive antinuclear¦Antinuclear antibodies (ANA), positive
FDA | C54450 | Patient Problem Codes FDA CDRH | C50788 | Postoperative Refraction, Unexpected
FDA | C54450 | Patient Problem Codes FDA CDRH | C50706 | Pressure Sores/Ulcers | Death of tissue due to external pressure. | Pressure, necrosis¦Ulcers/sores, pressure¦Sores/ulcers, pressure¦Necrosis, Pressure
FDA | C54450 | Patient Problem Codes FDA CDRH | C36173 | Prolapse
FDA | C54450 | Patient Problem Codes FDA CDRH | C50710 | Protrusion
FDA | C54450 | Patient Problem Codes FDA CDRH | C50711 | Pseudoaneurysm
FDA | C54450 | Patient Problem Codes FDA CDRH | C27298 | Ptosis
FDA | C54450 | Patient Problem Codes FDA CDRH | C50585 | Pulmonary Arterial Wedge Pressure, High | The measurement of the mean left arterial pressure, as measured by a catheter introduced into the distal pulmonary artery, is high. | Arterial wedge pressure, high pulmonary¦Wedge pressure, high pulmonary arterial¦Pressure, high pulmonary arterial wedge¦High pulmonary arterial wedge pressure
FDA | C54450 | Patient Problem Codes FDA CDRH | C50642 | Pulmonary Arterial Wedge Pressure, Low | The measurement of the mean left pulmonary arterial pressure, as measured by a catheter introduced into the distal pulmonary artery, is low. | Arterial wedge pressure, low pulmonary¦Pressure, low pulmonary arterial wedge¦Wedge pressure, low pulmonary arterial¦Low pulmonary arterial wedge pressure
FDA | C54450 | Patient Problem Codes FDA CDRH | C50677 | Pulmonary Arterial Wedge Pressure, Normal | The measurement of the mean left arterial pressure, as measured by a catheter introduced into the distal pulmonary artery, is normal. | Arterial wedge pressure, normal pulmonary¦Normal pulmonary arterial wedge pressure¦Pressure, normal pulmonary arterial wedge¦Wedge pressure, normal pulmonary arterial
FDA | C54450 | Patient Problem Codes FDA CDRH | C50712 | Pulmonary Dysfunction |  | Dysfunction, pulmonary
FDA | C54450 | Patient Problem Codes FDA CDRH | C26868 | Pulmonary Edema |  | Edema, pulmonary
FDA | C54450 | Patient Problem Codes FDA CDRH | C50713 | Pulmonary Embolism | The closure of the pulmonary artery or one of its branches by an embolus, sometimes associated with infarction of the lung. | Embolism, pulmonary
FDA | C54450 | Patient Problem Codes FDA CDRH | C50714 | Pulmonary Infarction | Localized necrosis of lung tissue caused by obstruction of the arterial blood supply, most often due to pulmonary embolism. | Infarction, pulmonary
FDA | C54450 | Patient Problem Codes FDA CDRH | C51447 | Pulmonary Insufficiency |  | Insufficiency, pulmonary
FDA | C54450 | Patient Problem Codes FDA CDRH | C50848 | Pulmonary Regurgitation | The backflow of blood from the pulmonary artery into the right ventricle, owing to insufficiency of the pulmonic semilunar valve. | Regurgitation, pulmonary
FDA | C54450 | Patient Problem Codes FDA CDRH | C50715 | Pulmonary Stenosis | Narrowing of the opening between the pulmonary artery and the right ventricle, usually at the level of the valve leaflets. | Stenosis, pulmonary
FDA | C54450 | Patient Problem Codes FDA CDRH | C50817 | Pulmonary Valve Replacement |  | Replacement of pulmonary valve¦Valve, replacement of pulmonary
FDA | C54450 | Patient Problem Codes FDA CDRH | C50533 | Pulse, Diminished |  | Pulse, diminished
FDA | C54450 | Patient Problem Codes FDA CDRH | C50622 | Pulse, Irregular | A pulse that beats at irregular intervals. | Irregular pulse
FDA | C54450 | Patient Problem Codes FDA CDRH | C51226 | Punctured blood vessels |  | Blood vessels, punctured¦Vessels, punctured blood
FDA | C54450 | Patient Problem Codes FDA CDRH | C50716 | Pupillary Block | An obstruction of the pupil. | Block, pupillary
FDA | C54450 | Patient Problem Codes FDA CDRH | C50717 | Purulent Discharge | Consisting of or containing pus; associated with the formation of or caused by pus. | Discharge, purulent
FDA | C54450 | Patient Problem Codes FDA CDRH | C50718 | Pus
FDA | C54450 | Patient Problem Codes FDA CDRH | C50409 | Pyrogenic
FDA | C54450 | Patient Problem Codes FDA CDRH | C50721 | Quadriplegia | Paralysis of all four limbs.
FDA | C54450 | Patient Problem Codes FDA CDRH | C61395 | R on T phenomenon | The occurrence of a premature ventricular complex near the peak of the T wave in electrocardiography; it may lead to ventricular tachycardia or fibrillation.
FDA | C54450 | Patient Problem Codes FDA CDRH | C50722 | Radiation burn | A burn caused by exposure to x-ray, radium, sunlight, atomic or any other type of radiant energy. | Burn, Radiation
FDA | C54450 | Patient Problem Codes FDA CDRH | C61401 | Radiation Exposure, Unintended
FDA | C54450 | Patient Problem Codes FDA CDRH | C50862 | Radiation Overdose |  | Overdose of radiation
FDA | C54450 | Patient Problem Codes FDA CDRH | C61400 | Radiation Overexposure
FDA | C54450 | Patient Problem Codes FDA CDRH | C50723 | Radiation Sickness Syndrome | Radiation induced skin desquamation | Sickness syndrome, radiation¦Syndrome, radiation sickness
FDA | C54450 | Patient Problem Codes FDA CDRH | C52354 | Radiation Underdose |  | Underdose, radiation
FDA | C54450 | Patient Problem Codes FDA CDRH | C61399 | Radiation Underexposure
FDA | C54450 | Patient Problem Codes FDA CDRH | C3349 | Radiodermatitis | A cutaneous inflammatory reaction occurring as a result of exposure to biologically effective levels of ionizing radiation.
FDA | C54450 | Patient Problem Codes FDA CDRH | C50637 | Range Of Motion, Loss Of |  | Loss of range of motion¦Motion, loss of range of
FDA | C54450 | Patient Problem Codes FDA CDRH | C39594 | Rash
FDA | C54450 | Patient Problem Codes FDA CDRH | C50724 | Raynauds Phenomenon | Intermittent bilateral attacks of ischemia of the fingers or toes and sometimes of the ears or nose, marked by severe pallor, and often accompanied by paresthesia and pain. | Phenomenon, Raynauds
FDA | C54450 | Patient Problem Codes FDA CDRH | C25637 | Reaction
FDA | C54450 | Patient Problem Codes FDA CDRH | C3508 | Reaction, Injection Site |  | Injection site reaction
FDA | C54450 | Patient Problem Codes FDA CDRH | C50419 | Reaction, Local |  | Local reaction
FDA | C54450 | Patient Problem Codes FDA CDRH | C50720 | Reaction, Pyrogenic | A physical response to the presence of endotoxins in the bloodstream, which is characterized by fever and occasionally chills and shaking rigors. | Pyrogenic reaction
FDA | C54450 | Patient Problem Codes FDA CDRH | C50725 | Red Eye(s) | Lay term applied to any condition with dilation of conjunctival or ciliary blood vessels; innumerable causes, especially irritation and infection. | Eye(s), red
FDA | C54450 | Patient Problem Codes FDA CDRH | C50726 | Regurgitation | Flow in the opposite direction from normal, as the casting up of undigested food or gas from the stomach, or the backward flowing of blood into the heart, or between the chambers of the heart when a valve is incompetent.
FDA | C54450 | Patient Problem Codes FDA CDRH | C50797 | Regurgitation, Valvular | Regurgitation of the blood of the heart valves owning to imperfect closing, insufficiency or incompetency of the valves. | Valvular regurgitation
FDA | C54450 | Patient Problem Codes FDA CDRH | C50820 | Reinfusion
FDA | C54450 | Patient Problem Codes FDA CDRH | C50828 | Reintubate
FDA | C54450 | Patient Problem Codes FDA CDRH | C9439 | Renal Disease, End Stage | Chronic, irreversible renal failure. | Disease (ESRD), end stage renal¦Renal disease (ESRD), end stage¦End stage renal disease (ESRD)¦ESRD¦ESRD, end stage renal disease
FDA | C54450 | Patient Problem Codes FDA CDRH | C4376 | Renal failure |  | Failure, renal
FDA | C54450 | Patient Problem Codes FDA CDRH | C50727 | Reocclusion
FDA | C54450 | Patient Problem Codes FDA CDRH | C50728 | Respiratory Acidosis | A state due to excess retention of carbon dioxide in the body. | Acidosis, Respiratory
FDA | C54450 | Patient Problem Codes FDA CDRH | C50729 | Respiratory Alkalosis | A pathologic condition resulting from accumulation of base, or from loss of acid without comparable loss of base in the body fluids, and characterized by decrease in hydrogen ion concentration.
FDA | C54450 | Patient Problem Codes FDA CDRH | C27165 | Respiratory Distress |  | Distress, respiratory
FDA | C54450 | Patient Problem Codes FDA CDRH | C27560 | Respiratory Distress Syndrome Of Newborns | A condition of the newborn marked by dyspnea with cyanosis, most frequently occurring in premature infants, children of diabetic mothers and infants delivered by cesarean section, and sometimes with no predisposing cause. | Newborns (RDS), respiratory distress syndrome of¦RDS Of Newborns¦RDS, respiratory distress syndrome of newborns¦Respiratory distress syndrome of newborns (RDS)¦Syndrome of newborns (RDS), respiratory distress
FDA | C54450 | Patient Problem Codes FDA CDRH | C26872 | Respiratory failure |  | Failure, respiratory
FDA | C54450 | Patient Problem Codes FDA CDRH | C50474 | Respiratory Rate, Decreased |  | Decreased respiratory rate¦Rate of respiration, decreased
FDA | C54450 | Patient Problem Codes FDA CDRH | C50767 | Respiratory Rate, Increased |  | Increased respiratory rate¦Rate of respiration, increased
FDA | C54450 | Patient Problem Codes FDA CDRH | C50822 | Resuscitation
FDA | C54450 | Patient Problem Codes FDA CDRH | C50731 | Retina, Damage To |  | Damage to retina
FDA | C54450 | Patient Problem Codes FDA CDRH | C34979 | Retina, Degeneration Of |  | Degeneration of retina
FDA | C54450 | Patient Problem Codes FDA CDRH | C50732 | Retina, Tear(s) In
FDA | C54450 | Patient Problem Codes FDA CDRH | C50406 | Retrograde
FDA | C54450 | Patient Problem Codes FDA CDRH | C50427 | Retrograde Flow |  | Flow, retrograde
FDA | C54450 | Patient Problem Codes FDA CDRH | C34882 | Rheumatic Heart Disease |  | Disease, rheumatic heart¦Heart disease, rheumatic
FDA | C54450 | Patient Problem Codes FDA CDRH | C50733 | Right Ventricular Dysfunction |  | Dysfunction, right ventricular
FDA | C54450 | Patient Problem Codes FDA CDRH | C50846 | Right Ventricular Failure | Failure of proper functioning of the right ventricle, with venous engorgement, hepatic enlargement, and subcutaneous edema. | Failure, right ventricular¦Ventricular failure, right
FDA | C54450 | Patient Problem Codes FDA CDRH | C50734 | Right Ventricular Hypertrophy | Enlargement or overgrowth of the myocardium of the right ventricle, due chronic pressure overload. | Hypertrophy, right ventricular¦Ventricular hypertrophy, right
FDA | C54450 | Patient Problem Codes FDA CDRH | C9445 | Rupture
FDA | C54450 | Patient Problem Codes FDA CDRH | C50735 | Rupture Due To Stress From Capsular Contracture |  | Capsular contracture, rupture due to stress from¦Stress from capsular contracture, rupture due to
FDA | C54450 | Patient Problem Codes FDA CDRH | C50827 | Scar Excision |  | Excision, scar
FDA | C54450 | Patient Problem Codes FDA CDRH | C50737 | Scar Tissue | Formation of new tissue formed in the healing of a wound. | Cicatrix¦Tissue, scar
FDA | C54450 | Patient Problem Codes FDA CDRH | C34483 | Scarring
FDA | C54450 | Patient Problem Codes FDA CDRH | C26746 | Scleroderma
FDA | C54450 | Patient Problem Codes FDA CDRH | C21097 | Sedation
FDA | C54450 | Patient Problem Codes FDA CDRH | C2962 | Seizures |  | Convulsion
FDA | C54450 | Patient Problem Codes FDA CDRH | C50436 | Seizures, Absence | The seizure seen in absence epilepsy, consisting of a sudden momentary break in consciousness of thought or activity, often accompanied by automatisms or clonic movements, especially of the eyelids. | Petit-mal seizures¦Seizures, Petit-Mal
FDA | C54450 | Patient Problem Codes FDA CDRH | C50689 | Seizures, Focal | Partial seizure. | Focal seizuresl
FDA | C54450 | Patient Problem Codes FDA CDRH | C50847 | Seizures, Focal Motor | A simple partial seizure consisting of clonus or spasm of a muscle or muscle group; it may be single or in a continuous and repetitive series or may spread to adjacent muscles. | Focal motor seizures
FDA | C54450 | Patient Problem Codes FDA CDRH | C50574 | Seizures, Grand-Mal | A symptomatic form of epilepsy often preceded by an aura; characterized by loss of consciousness with generalized tonic- clonic seizures. | Grand-mal seizures
FDA | C54450 | Patient Problem Codes FDA CDRH | C25201 | Sensitivity
FDA | C54450 | Patient Problem Codes FDA CDRH | C50738 | Sensitization | Administration of antigen to induce a primary immune response; exposure to allergen that results in the development of hypersensitivity.
FDA | C54450 | Patient Problem Codes FDA CDRH | C3364 | Sepsis
FDA | C54450 | Patient Problem Codes FDA CDRH | C50739 | Seroma | A tumor-like collection of serum in the tissues.
FDA | C54450 | Patient Problem Codes FDA CDRH | C50740 | Severed Digit(s), (finger or toe) |  | Digits (finger or toe), severed¦Toe or finger, severed¦Finger or toe, severed
FDA | C54450 | Patient Problem Codes FDA CDRH | C38038 | Shaking/Tremors |  | Tremors/shaking
FDA | C54450 | Patient Problem Codes FDA CDRH | C35016 | Shock
FDA | C54450 | Patient Problem Codes FDA CDRH | C50452 | Shock, Acoustic |  | Acoustic Shock
FDA | C54450 | Patient Problem Codes FDA CDRH | C50460 | Shock, Anaphylactic | Systemic anaphylaxis is the most dramatic example of an immediate hypersensitivity reaction; is uncommon and unexpected in nature and occasionally results in a fatal outcome. | Anaphylactic shock¦Anaphylaxis
FDA | C54450 | Patient Problem Codes FDA CDRH | C50482 | Shock, Cardiogenic | Shock resulting from primary failure of the heart in its pumping function, as in myocardial infarction, severe cardiomyopathy, or mechanical obstruction or compression of the heart. | Cardiogenic shock
FDA | C54450 | Patient Problem Codes FDA CDRH | C50596 | Shock, Hypovolemic | Shock resulting from insufficient blood volume for the maintenance of adequate cardiac output, blood pressure and tissue perfusion. | Hypovolemic shock
FDA | C54450 | Patient Problem Codes FDA CDRH | C50615 | Shock, Insulin | A hypoglycemic reaction to overdosage of insulin, a skipped meal, or strenuous exercise in an insulin-dependent diabetic. | Insulin shock
FDA | C54450 | Patient Problem Codes FDA CDRH | C50671 | Shock, Neurogenic | Shock resulting from neurogenic vasodilation, which can be produced by cerebral trauma or hemorrhage, spinal cord injury, deep general or spinal anesthesia, or toxic central nervous system depression. | Neurogenic shock
FDA | C54450 | Patient Problem Codes FDA CDRH | C50703 | Shock, Postoperative | A state of shock following a surgical operation. | Postoperative shock
FDA | C54450 | Patient Problem Codes FDA CDRH | C35018 | Shock, septic |  | Septic shock
FDA | C54450 | Patient Problem Codes FDA CDRH | C35019 | Shock, Surgical |  | Surgical shock
FDA | C54450 | Patient Problem Codes FDA CDRH | C50782 | Shock, Traumatic | Any shock produced by trauma. | Traumatic shock
FDA | C54450 | Patient Problem Codes FDA CDRH | C50741 | Sinus, Perforation Of |  | Perforation of sinus
FDA | C54450 | Patient Problem Codes FDA CDRH | C26883 | Sjogren's Syndrome |  | Syndrome, sjogren's
FDA | C54450 | Patient Problem Codes FDA CDRH | C3327 | Skin Discoloration |  | Discoloration of skin
FDA | C54450 | Patient Problem Codes FDA CDRH | C50845 | Skin Erosion | A gradual breakdown or very shallow ulceration of the skin which involves only the epidermis and heals without scarring. | Erosion, skin
FDA | C54450 | Patient Problem Codes FDA CDRH | C2983 | Skin Inflammation |  | Inflammation of skin
FDA | C54450 | Patient Problem Codes FDA CDRH | C50743 | Skin Irritation |  | Irritation of skin
FDA | C54450 | Patient Problem Codes FDA CDRH | C50744 | Skin Tears
FDA | C54450 | Patient Problem Codes FDA CDRH | C3376 | Sleep Disturbances |  | Disturbances, sleep
FDA | C54450 | Patient Problem Codes FDA CDRH | C50746 | Sneezing
FDA | C54450 | Patient Problem Codes FDA CDRH | C50747 | Sore Throat |  | Throat, sore
FDA | C54450 | Patient Problem Codes FDA CDRH | C50748 | Soreness
FDA | C54450 | Patient Problem Codes FDA CDRH | C50750 | Spinal Cord Injury |  | Injury, spinal cord
FDA | C54450 | Patient Problem Codes FDA CDRH | C50751 | Spinal Injury |  | Injury, spinal
FDA | C54450 | Patient Problem Codes FDA CDRH | C48060 | Spotting
FDA | C54450 | Patient Problem Codes FDA CDRH | C35035 | Sprain
FDA | C54450 | Patient Problem Codes FDA CDRH | C41330 | ST Segment Depression |  | Depression, ST segment
FDA | C54450 | Patient Problem Codes FDA CDRH | C50540 | ST Segment Elevation | Evaluation of the interval from the end of ventricular depolarization to the onset of the T wave; it is usually isoelectric in normal subjects. | Elevation, ST segment
FDA | C54450 | Patient Problem Codes FDA CDRH | C50752 | Stacking Breaths | Condition where there are a greater number of inhalations relative to the number of exhalations. | Breaths, stacking
FDA | C54450 | Patient Problem Codes FDA CDRH | C50753 | Staining
FDA | C54450 | Patient Problem Codes FDA CDRH | C50921 | Staphylococcus Aureus |  | S. aureus
FDA | C54450 | Patient Problem Codes FDA CDRH | C50754 | Stenosis | Narrowing or stricture of a duct or canal. | Stricture
FDA | C54450 | Patient Problem Codes FDA CDRH | C50755 | Stent Distortion |  | Distortion, stent
FDA | C54450 | Patient Problem Codes FDA CDRH | C50664 | Stiffness, Neck |  | Neck stiffness
FDA | C54450 | Patient Problem Codes FDA CDRH | C50756 | Strangulation | Chocking or arrest of respiration due to occlusion of the air passageway; arrest of circulation in a part due to compression.
FDA | C54450 | Patient Problem Codes FDA CDRH | C50760 | Subepithelial Infiltration |  | Infiltration, subepithelial
FDA | C54450 | Patient Problem Codes FDA CDRH | C50911 | Sudden Cardiac Death |  | Cardiac death, sudden¦Death, sudden cardiac
FDA | C54450 | Patient Problem Codes FDA CDRH | C50762 | Suffocation | The stopping of respiration or the asphyxia that results from it.
FDA | C54450 | Patient Problem Codes FDA CDRH | C50763 | Sunset Syndrome | Decentration, or malposition of intraocular lens; zonular dehiscence or lens malposition caused by zonular or parsplana fixation. | Syndrome, sunset
FDA | C54450 | Patient Problem Codes FDA CDRH | C50823 | Surgery, Prolonged |  | Prolonged surgery
FDA | C54450 | Patient Problem Codes FDA CDRH | C50835 | Surgical Incision, Enlargement Of
FDA | C54450 | Patient Problem Codes FDA CDRH | C15329 | Surgical Procedure |  | Procedure, surgical
FDA | C54450 | Patient Problem Codes FDA CDRH | C50421 | Surgical Procedure Aborted/Stopped |  | Procedure aborted/stopped, surgical
FDA | C54450 | Patient Problem Codes FDA CDRH | C50831 | Surgical Procedure, Additional |  | Procedure, additional surgical
FDA | C54450 | Patient Problem Codes FDA CDRH | C50422 | Surgical Procedure, Delayed |  | Procedure, delayed surgical
FDA | C54450 | Patient Problem Codes FDA CDRH | C50830 | Surgical Procedure, Repeated |  | Procedure repeated, surgical¦Surgical procedure, repeated
FDA | C54450 | Patient Problem Codes FDA CDRH | C50833 | Surgical Procedure, Unnecessary |  | Procedure, unnecessary surgical
FDA | C54450 | Patient Problem Codes FDA CDRH | C50868 | Suture Abrasion
FDA | C54450 | Patient Problem Codes FDA CDRH | C36172 | Sweating
FDA | C54450 | Patient Problem Codes FDA CDRH | C3399 | Swelling
FDA | C54450 | Patient Problem Codes FDA CDRH | C50764 | Swollen Glands |  | Glands, swollen
FDA | C54450 | Patient Problem Codes FDA CDRH | C50765 | Swollen Lymph Nodes |  | Lymph nodes, swollen¦Nodes, swollen lymph
FDA | C54450 | Patient Problem Codes FDA CDRH | C35053 | Syncope |  | Faint
FDA | C54450 | Patient Problem Codes FDA CDRH | C50766 | Synovitis | Inflammation of a synovial membrane.
FDA | C54450 | Patient Problem Codes FDA CDRH | C38029 | Tachycardia |  | Heart Rate, Increased¦Increased heart rate
FDA | C54450 | Patient Problem Codes FDA CDRH | C50552 | Tearing, Excessive |  | Excessive tearing
FDA | C54450 | Patient Problem Codes FDA CDRH | C50778 | Teeth, Sensitivity Of |  | Sensitivity Of Tooth
FDA | C54450 | Patient Problem Codes FDA CDRH | C50844 | Tentorial Tears | Pertaining to tears involving the tentorium of the cerebellum. | Tears, tentorial
FDA | C54450 | Patient Problem Codes FDA CDRH | C50916 | Teratogenic Effects |  | Effects, teratogenic
FDA | C54450 | Patient Problem Codes FDA CDRH | C50789 | Therapeutic Effects, Unexpected |  | Effects, unexpected therapeutic¦Unexpected therapeutic effects
FDA | C54450 | Patient Problem Codes FDA CDRH | C50526 | Therapeutic Response, Decreased |  | Decreased therapeutic response¦Response, decreased therapeutic
FDA | C54450 | Patient Problem Codes FDA CDRH | C50611 | Therapeutic Response, Increased |  | Increased therapeutic response¦Response, increased therapeutic
FDA | C54450 | Patient Problem Codes FDA CDRH | C50423 | Therapy/Non-Surgical Treatment, Aborted/Stopped |  | Treatment (non-surgical)/therapy, aborted/stopped¦Non-surgical treatment/therapy, aborted/stopped
FDA | C54450 | Patient Problem Codes FDA CDRH | C50424 | Therapy/Non-Surgical Treatment, Additional |  | Non-surgical treatment/therapy, additional
FDA | C54450 | Patient Problem Codes FDA CDRH | C50425 | Therapy/Non-Surgical Treatment/Delayed/Prolonged |  | Therapy/non-surgical treatment, delayed¦Treatment (non-surgical)/therapy, delayed¦Non-surgical treatment/therapy, delayed
FDA | C54450 | Patient Problem Codes FDA CDRH | C50769 | Thinning Of Tissue
FDA | C54450 | Patient Problem Codes FDA CDRH | C28195 | Thromboembolism
FDA | C54450 | Patient Problem Codes FDA CDRH | C26891 | Thrombosis
FDA | C54450 | Patient Problem Codes FDA CDRH | C27083 | Thrombus | An aggregation of blood factors, primarily platelets and fibrin with entrapment of cellular elements, frequently causing vascular obstruction at the point of its formation.
FDA | C54450 | Patient Problem Codes FDA CDRH | C50770 | Thyroid Problems |  | Problems, thyroid
FDA | C54450 | Patient Problem Codes FDA CDRH | C50771 | Tingling | A sensation as of repetitive pin pricks, caused by cold or by striking a nerve, or as a result of various diseases of the central or peripheral nervous system.
FDA | C54450 | Patient Problem Codes FDA CDRH | C50772 | Tinnitus | A noise in the ears, such as ringing, buzzing, roaring, clicking. | Ears, ringing in¦Ringing in ears
FDA | C54450 | Patient Problem Codes FDA CDRH | C61375 | Tissue Breakdown
FDA | C54450 | Patient Problem Codes FDA CDRH | C50773 | Tissue Damage |  | Damage, tissue
FDA | C54450 | Patient Problem Codes FDA CDRH | C50775 | Tissue Failure |  | Failure, tissue
FDA | C54450 | Patient Problem Codes FDA CDRH | C50779 | Torsades-De-Pointes | 'Fringe of pointed tips'; An atypical rapid ventricular tachycardia with periodic waxing and waning of amplitude of the QRS complexes on the electrogram as well as rotation of the complexes about the isoelectric line.
FDA | C54450 | Patient Problem Codes FDA CDRH | C50780 | Toxemia | The condition resulting from the spread of bacterial products (toxins) by the bloodstream.
FDA | C54450 | Patient Problem Codes FDA CDRH | C35498 | Toxic Shock Syndrome | A severe illness caused by infection with staphylococcus aureus and characterized by high fever of sudden onset, vomiting, diarrhea, and myalgia, followed by hypotension and in severe cases, shock; a sunburn-like rash with peeling of the skin, especially of the palms and soles, occurs during the acute phase. | Shock syndrome (TSS), toxic¦TSS, toxic shock syndrome¦Toxic shock syndrome, (TSS)¦Syndrome (TSS), toxic shock¦TSS
FDA | C54450 | Patient Problem Codes FDA CDRH | C27990 | Toxicity
FDA | C54450 | Patient Problem Codes FDA CDRH | C50493 | Toxins In Children | Children affected by toxins may be due to silicone breast implants and their effects on unborn children and from breastfeeding. | Children, toxins in
FDA | C54450 | Patient Problem Codes FDA CDRH | C50454 | Toxoplasmosis, Acquired | Acquired as an adult. | Acquired toxoplasmosis
FDA | C54450 | Patient Problem Codes FDA CDRH | C50503 | Toxoplasmosis, Congenital | Passed from mother to fetus. | Congenital toxoplasmosis
FDA | C54450 | Patient Problem Codes FDA CDRH | C15341 | Tracheostomy
FDA | C54450 | Patient Problem Codes FDA CDRH | C15192 | Transfusion Of Blood Products |  | Blood products, transfusion of
FDA | C54450 | Patient Problem Codes FDA CDRH | C50832 | Transfusion with incompatible blood |  | Blood, transfusion with incompatible¦Incompatible blood, transfusion with
FDA | C54450 | Patient Problem Codes FDA CDRH | C50781 | Transient Ischemic Attack | A brief attack (from a few minutes to an hour) of cerebral dysfunction of vascular origin, with no persistent neurological deficit. | Attack, transient ischemic¦Ischemic attack, transient
FDA | C54450 | Patient Problem Codes FDA CDRH | C50920 | Transplant Of Organ/Tissue |  | Organ/tissue transplant¦Tissue/organ transplant
FDA | C54450 | Patient Problem Codes FDA CDRH | C15986 | Treatment With Medication(s) |  | Medication(s), treatment with
FDA | C54450 | Patient Problem Codes FDA CDRH | C50842 | Tricuspid Insufficiency | Incomplete closure of the tricuspid valve, resulting in tricuspid regurgitation; it is usually secondary to systolic overload in the right ventricle. | Insufficiency, tricuspid
FDA | C54450 | Patient Problem Codes FDA CDRH | C50843 | Tricuspid Regurgitation | The backflow of blood from the right ventricle into the right atrium, owning to imperfect functioning/insufficiency of the tricuspid valve. | Regurgitation, tricuspid
FDA | C54450 | Patient Problem Codes FDA CDRH | C50783 | Tricuspid Stenosis | Narrowing or stricture of the tricuspid orifice of the heart. | Stenosis, tricuspid
FDA | C54450 | Patient Problem Codes FDA CDRH | C50816 | Tricuspid Valve Replacement |  | Replacement of tricuspid valve¦Valve, replacement of tricuspid
FDA | C54450 | Patient Problem Codes FDA CDRH | C50784 | Twiddlers Syndrome | Dislodgement, breakdown, or other malfunction of an artificial cardiac pacemaker, chemotherapy port, drip infusion valve, or similar implanted diagnostic or therapeutic device as a result of unconscious or habitual manipulation by the patient. | Syndrome, twiddler's
FDA | C54450 | Patient Problem Codes FDA CDRH | C50785 | Twitching | The occurrence of a single contraction or a series of contractions of a muscle.
FDA | C54450 | Patient Problem Codes FDA CDRH | C50794 | UGH (Uveitis-Glaucoma-Hyphema) Syndrome | For complications that occur secondary to intraocular lens implantation in the anterior chamber; caused by rubbing of the lens loop (haptics). | Syndrome, uveitis-glaucoma-hyphema (UGH)¦Uveitis-glaucoma-hyphema (UGH) syndrome
FDA | C54450 | Patient Problem Codes FDA CDRH | C3426 | Ulcer
FDA | C54450 | Patient Problem Codes FDA CDRH | C25757 | Ulceration
FDA | C54450 | Patient Problem Codes FDA CDRH | C50407 | Under No Medication |  | Medication, not under
FDA | C54450 | Patient Problem Codes FDA CDRH | C50408 | Under No Sedation |  | Sedation, not under
FDA | C54450 | Patient Problem Codes FDA CDRH | C17998 | Unknown |  | Unknown (For Use When The Patients Condition Is Not Known)
FDA | C54450 | Patient Problem Codes FDA CDRH | C34851 | Uremia
FDA | C54450 | Patient Problem Codes FDA CDRH | C50792 | Urgency | A sudden compelling urge to urinate.
FDA | C54450 | Patient Problem Codes FDA CDRH | C26906 | Urinary Frequency |  | Frequency, urinary
FDA | C54450 | Patient Problem Codes FDA CDRH | C50790 | Urinary Retention | Accumulation of urine within the bladder because of the inability to urinate. | Retention, urinary
FDA | C54450 | Patient Problem Codes FDA CDRH | C3432 | Urticaria | Urticaria. | Hives
FDA | C54450 | Patient Problem Codes FDA CDRH | C50793 | Uterine Perforation |  | Perforation of uterus
FDA | C54450 | Patient Problem Codes FDA CDRH | C26909 | Uveitis
FDA | C54450 | Patient Problem Codes FDA CDRH | C50795 | Vaginal Discharge |  | Discharge, vaginal
FDA | C54450 | Patient Problem Codes FDA CDRH | C50522 | Vaginal Mucosa Damage |  | Damage, vaginal mucosa¦Mucosa damage, vaginal
FDA | C54450 | Patient Problem Codes FDA CDRH | C50709 | Valve Thrombosis
FDA | C54450 | Patient Problem Codes FDA CDRH | C40866 | Vasoconstriction |  | Vasospasm
FDA | C54450 | Patient Problem Codes FDA CDRH | C40867 | Vasodilatation | A state of increased caliber of the blood vessels.
FDA | C54450 | Patient Problem Codes FDA CDRH | C50798 | Vaso-Vagal Response
FDA | C54450 | Patient Problem Codes FDA CDRH | C3365 | Venereal Disease | Any contagious disease acquired during sexual contact; e.g. syphilis, gonorrhea, chancroid. | Disease (VD), venereal¦Venereal disease (VD)¦VD¦VD, venereal disease
FDA | C54450 | Patient Problem Codes FDA CDRH | C28221 | Venipuncture
FDA | C54450 | Patient Problem Codes FDA CDRH | C50430 | Ventilator Dependent |  | Dependent, ventilator
FDA | C54450 | Patient Problem Codes FDA CDRH | C50448 | Ventricle, Abnormality Of
FDA | C54450 | Patient Problem Codes FDA CDRH | C50799 | Ventricular Fibrillation | Arrhythmia characterized by fibrillary contractions of the ventricular muscle due to rapid repetitive excitation of myocardial fibers without coordinated contraction of the ventricle. | Fibrillation, ventricular
FDA | C54450 | Patient Problem Codes FDA CDRH | C50800 | Ventricular Flutter | A ventricular tachyarrhythmia characterized electrocardiographically by smooth undulating waves with QRS complexes merged with T waves, a rate of approximately 250 per minute. | Flutter, ventricular
FDA | C54450 | Patient Problem Codes FDA CDRH | C50801 | Ventricular Perforation |  | Perforation, ventricular
FDA | C54450 | Patient Problem Codes FDA CDRH | C50802 | Ventricular Tachycardia | An abnormally rapid ventricular rhythm with aberrant ventricular excitation, usually in excess of 150 beats per minute.
FDA | C54450 | Patient Problem Codes FDA CDRH | C50803 | Ventriculomeglia
FDA | C54450 | Patient Problem Codes FDA CDRH | C38057 | Vertigo
FDA | C54450 | Patient Problem Codes FDA CDRH | C50647 | Vessel Or Plaque, Device Embedded In | Device and/or fragments of device are embedded in patient's vessel and/or plaque. | Device embedded in vessel or plaque¦Plaque or vessel, device embedded in
FDA | C54450 | Patient Problem Codes FDA CDRH | C50804 | Vessels, Perforation Of |  | Perforation of vessel(s)
FDA | C54450 | Patient Problem Codes FDA CDRH | C14283 | Virus
FDA | C54450 | Patient Problem Codes FDA CDRH | C50602 | Vision, Impaired |  | Impaired vision
FDA | C54450 | Patient Problem Codes FDA CDRH | C50638 | Vision, Loss Of |  | Loss of vision
FDA | C54450 | Patient Problem Codes FDA CDRH | C50805 | Visual Disturbances |  | Disturbances, visual
FDA | C54450 | Patient Problem Codes FDA CDRH | C50837 | Vitrectomy
FDA | C54450 | Patient Problem Codes FDA CDRH | C50808 | Vitreous floaters | Spots before the eyes; deposits in the vitreous of the eye, usually moving about and probably representing fine aggregates of vitreous protein occurring as a benign degenerative change. | Floaters, Vitreous
FDA | C54450 | Patient Problem Codes FDA CDRH | C50469 | Vitreous Fluid, Blood In |  | Fluid, blood in vitreous¦Blood in vitreous fluid
FDA | C54450 | Patient Problem Codes FDA CDRH | C50639 | Vitreous Fluid, Loss Of |  | Fluid, loss of vitreous¦Loss of vitreous fluid
FDA | C54450 | Patient Problem Codes FDA CDRH | C50807 | Vitreous, Detachment Of |  | Detachment of vitreous
FDA | C54450 | Patient Problem Codes FDA CDRH | C50587 | Vitritis | Inflammatory intraocular reaction with clouding and cells in vitreous; often accompanies inflammation of ciliary body, iris, choroid, or retina.
FDA | C54450 | Patient Problem Codes FDA CDRH | C3442 | Vomiting
FDA | C54450 | Patient Problem Codes FDA CDRH | C50809 | Weakness
FDA | C54450 | Patient Problem Codes FDA CDRH | C50810 | Weight Fluctuations |  | Fluctuations of weight
FDA | C54450 | Patient Problem Codes FDA CDRH | C50811 | Wheal(s) | A smooth, slightly elevated area on the body surface, which is redder or paler than the surrounding skin. It is the typical lesion of urticaria, the dermal evidence of allergy, and in sensitive persons may be provoked by mechanical irritation of the skin. | Welt(s)
FDA | C54450 | Patient Problem Codes FDA CDRH | C50863 | Wound Dehiscence | Separation of the layers of a surgical wound; it may be partial and superficial only, or complete with disruption of all layers. | Dehiscence wound
FDA | C54450 | Patient Problem Codes FDA CDRH | C50704 | Wound Infection, Post-Operative |  | Infection, post-operative wound¦Post-operative wound infection
FDA | C54450 | Patient Problem Codes FDA CDRH | C50705 | Wound Infection, Post-Traumatic |  | Infection, post-traumatic wound¦Post-traumatic wound infection
FDA | C54450 | Patient Problem Codes FDA CDRH | C50435 | Wrinkling