## FDA CDRH Subsets
Source | Subset Code | Subset Name | Concept Code | Source PT | Source Definition | Source Synonym(s)
FDA | C54577 | Medical Device Component Or Accessory Terminology FDA CDRH | C50372 | Absorber
FDA | C54577 | Medical Device Component Or Accessory Terminology FDA CDRH | C49804 | Absorber (CO2)
FDA | C54577 | Medical Device Component Or Accessory Terminology FDA CDRH | C49806 | Accumulator
FDA | C54577 | Medical Device Component Or Accessory Terminology FDA CDRH | C49807 | Actuator
FDA | C54577 | Medical Device Component Or Accessory Terminology FDA CDRH | C49808 | Adapter (Adaptor)
FDA | C54577 | Medical Device Component Or Accessory Terminology FDA CDRH | C49810 | Air cleaner
FDA | C54577 | Medical Device Component Or Accessory Terminology FDA CDRH | C50339 | Air Eliminator
FDA | C54577 | Medical Device Component Or Accessory Terminology FDA CDRH | C49811 | Air pump assembly
FDA | C54577 | Medical Device Component Or Accessory Terminology FDA CDRH | C49813 | Alarm
FDA | C54577 | Medical Device Component Or Accessory Terminology FDA CDRH | C49812 | Alarm, assembly
FDA | C54577 | Medical Device Component Or Accessory Terminology FDA CDRH | C49814 | Alarm, audible
FDA | C54577 | Medical Device Component Or Accessory Terminology FDA CDRH | C49817 | Alarm, high inspiratory pressure
FDA | C54577 | Medical Device Component Or Accessory Terminology FDA CDRH | C49815 | Alarm, LED
FDA | C54577 | Medical Device Component Or Accessory Terminology FDA CDRH | C49819 | Alarm, low inspiratory pressure
FDA | C54577 | Medical Device Component Or Accessory Terminology FDA CDRH | C49818 | Alarm, oxygen pressure
FDA | C54577 | Medical Device Component Or Accessory Terminology FDA CDRH | C49820 | Alarm, power
FDA | C54577 | Medical Device Component Or Accessory Terminology FDA CDRH | C49816 | Alarm, pressure
FDA | C54577 | Medical Device Component Or Accessory Terminology FDA CDRH | C49821 | Alarm, self
FDA | C54577 | Medical Device Component Or Accessory Terminology FDA CDRH | C49822 | Alarm, visual
FDA | C54577 | Medical Device Component Or Accessory Terminology FDA CDRH | C49823 | Alarm, volume
FDA | C54577 | Medical Device Component Or Accessory Terminology FDA CDRH | C49824 | Alternator
FDA | C54577 | Medical Device Component Or Accessory Terminology FDA CDRH | C50057 | Altimeter
FDA | C54577 | Medical Device Component Or Accessory Terminology FDA CDRH | C49825 | Amplifier
FDA | C54577 | Medical Device Component Or Accessory Terminology FDA CDRH | C49826 | Analyzer
FDA | C54577 | Medical Device Component Or Accessory Terminology FDA CDRH | C49827 | Annunciator
FDA | C54577 | Medical Device Component Or Accessory Terminology FDA CDRH | C49828 | Antenna
FDA | C54577 | Medical Device Component Or Accessory Terminology FDA CDRH | C50341 | Applicator
FDA | C54577 | Medical Device Component Or Accessory Terminology FDA CDRH | C49829 | Arrester
FDA | C54577 | Medical Device Component Or Accessory Terminology FDA CDRH | C49830 | Attenuator
FDA | C54577 | Medical Device Component Or Accessory Terminology FDA CDRH | C50317 | Automatic Injection System
FDA | C54577 | Medical Device Component Or Accessory Terminology FDA CDRH | C49831 | Backpanel
FDA | C54577 | Medical Device Component Or Accessory Terminology FDA CDRH | C49832 | Backplane
FDA | C54577 | Medical Device Component Or Accessory Terminology FDA CDRH | C49958 | Bacterial filter
FDA | C54577 | Medical Device Component Or Accessory Terminology FDA CDRH | C49833 | Baffle
FDA | C54577 | Medical Device Component Or Accessory Terminology FDA CDRH | C49834 | Bags
FDA | C54577 | Medical Device Component Or Accessory Terminology FDA CDRH | C49835 | Ball
FDA | C54577 | Medical Device Component Or Accessory Terminology FDA CDRH | C49836 | Ballast
FDA | C54577 | Medical Device Component Or Accessory Terminology FDA CDRH | C49837 | Balloon
FDA | C54577 | Medical Device Component Or Accessory Terminology FDA CDRH | C49838 | Barrier
FDA | C54577 | Medical Device Component Or Accessory Terminology FDA CDRH | C49839 | Battery
FDA | C54577 | Medical Device Component Or Accessory Terminology FDA CDRH | C50346 | Battery Charger
FDA | C54577 | Medical Device Component Or Accessory Terminology FDA CDRH | C49841 | Beam splitter
FDA | C54577 | Medical Device Component Or Accessory Terminology FDA CDRH | C49842 | Bearings
FDA | C54577 | Medical Device Component Or Accessory Terminology FDA CDRH | C51066 | Bed, Assist Bar
FDA | C54577 | Medical Device Component Or Accessory Terminology FDA CDRH | C49843 | Bell
FDA | C54577 | Medical Device Component Or Accessory Terminology FDA CDRH | C49844 | Belt
FDA | C54577 | Medical Device Component Or Accessory Terminology FDA CDRH | C49845 | Blower
FDA | C54577 | Medical Device Component Or Accessory Terminology FDA CDRH | C49846 | Bobbin
FDA | C54577 | Medical Device Component Or Accessory Terminology FDA CDRH | C50056 | Bolometer
FDA | C54577 | Medical Device Component Or Accessory Terminology FDA CDRH | C49847 | Bolt
FDA | C54577 | Medical Device Component Or Accessory Terminology FDA CDRH | C50289 | Bolus mechanism
FDA | C54577 | Medical Device Component Or Accessory Terminology FDA CDRH | C49848 | Bottom dead center sensor bracket
FDA | C54577 | Medical Device Component Or Accessory Terminology FDA CDRH | C49849 | Brake
FDA | C54577 | Medical Device Component Or Accessory Terminology FDA CDRH | C49850 | Breathing circuit
FDA | C54577 | Medical Device Component Or Accessory Terminology FDA CDRH | C49851 | Brush
FDA | C54577 | Medical Device Component Or Accessory Terminology FDA CDRH | C50354 | Bubble Detector
FDA | C54577 | Medical Device Component Or Accessory Terminology FDA CDRH | C49852 | Bus
FDA | C54577 | Medical Device Component Or Accessory Terminology FDA CDRH | C49853 | Bushing
FDA | C54577 | Medical Device Component Or Accessory Terminology FDA CDRH | C49854 | Buzzer
FDA | C54577 | Medical Device Component Or Accessory Terminology FDA CDRH | C49855 | Cable
FDA | C54577 | Medical Device Component Or Accessory Terminology FDA CDRH | C49857 | Calibrator
FDA | C54577 | Medical Device Component Or Accessory Terminology FDA CDRH | C49858 | Camera
FDA | C54577 | Medical Device Component Or Accessory Terminology FDA CDRH | C50343 | Cannula
FDA | C54577 | Medical Device Component Or Accessory Terminology FDA CDRH | C50274 | Cannula Guide
FDA | C54577 | Medical Device Component Or Accessory Terminology FDA CDRH | C49859 | Cannula, inner
FDA | C54577 | Medical Device Component Or Accessory Terminology FDA CDRH | C49860 | Cannula, outer
FDA | C54577 | Medical Device Component Or Accessory Terminology FDA CDRH | C49861 | Cap
FDA | C54577 | Medical Device Component Or Accessory Terminology FDA CDRH | C49862 | Capacitor (ceramic chip)
FDA | C54577 | Medical Device Component Or Accessory Terminology FDA CDRH | C49863 | Carrier
FDA | C54577 | Medical Device Component Or Accessory Terminology FDA CDRH | C49864 | Cascade
FDA | C54577 | Medical Device Component Or Accessory Terminology FDA CDRH | C49865 | Cassette
FDA | C54577 | Medical Device Component Or Accessory Terminology FDA CDRH | C49866 | Caster
FDA | C54577 | Medical Device Component Or Accessory Terminology FDA CDRH | C50344 | Catheter
FDA | C54577 | Medical Device Component Or Accessory Terminology FDA CDRH | C50345 | Cautery
FDA | C54577 | Medical Device Component Or Accessory Terminology FDA CDRH | C49867 | Cell
FDA | C54577 | Medical Device Component Or Accessory Terminology FDA CDRH | C49868 | Charger
FDA | C54577 | Medical Device Component Or Accessory Terminology FDA CDRH | C49869 | Chassis
FDA | C54577 | Medical Device Component Or Accessory Terminology FDA CDRH | C49870 | Choke
FDA | C54577 | Medical Device Component Or Accessory Terminology FDA CDRH | C49871 | Circuit board
FDA | C54577 | Medical Device Component Or Accessory Terminology FDA CDRH | C50347 | Circuit Breaker
FDA | C54577 | Medical Device Component Or Accessory Terminology FDA CDRH | C49872 | Clamp
FDA | C54577 | Medical Device Component Or Accessory Terminology FDA CDRH | C49873 | Clip
FDA | C54577 | Medical Device Component Or Accessory Terminology FDA CDRH | C49874 | Clock
FDA | C54577 | Medical Device Component Or Accessory Terminology FDA CDRH | C53997 | CO2 monitor
FDA | C54577 | Medical Device Component Or Accessory Terminology FDA CDRH | C49875 | CO2 monitor subassembly (only use when part of another device)
FDA | C54577 | Medical Device Component Or Accessory Terminology FDA CDRH | C49876 | Coder
FDA | C54577 | Medical Device Component Or Accessory Terminology FDA CDRH | C49877 | Coil
FDA | C54577 | Medical Device Component Or Accessory Terminology FDA CDRH | C49881 | Collimator
FDA | C54577 | Medical Device Component Or Accessory Terminology FDA CDRH | C49882 | Comparator
FDA | C54577 | Medical Device Component Or Accessory Terminology FDA CDRH | C50129 | Compressor (air pump)
FDA | C54577 | Medical Device Component Or Accessory Terminology FDA CDRH | C61402 | Computer Hardware
FDA | C54577 | Medical Device Component Or Accessory Terminology FDA CDRH | C61403 | Concentrate
FDA | C54577 | Medical Device Component Or Accessory Terminology FDA CDRH | C49883 | Concentrator
FDA | C54577 | Medical Device Component Or Accessory Terminology FDA CDRH | C49878 | Conductor coil
FDA | C54577 | Medical Device Component Or Accessory Terminology FDA CDRH | C49884 | Connecting rod
FDA | C54577 | Medical Device Component Or Accessory Terminology FDA CDRH | C49885 | Connector
FDA | C54577 | Medical Device Component Or Accessory Terminology FDA CDRH | C50295 | Connector Pin
FDA | C54577 | Medical Device Component Or Accessory Terminology FDA CDRH | C50031 | Contact lens
FDA | C54577 | Medical Device Component Or Accessory Terminology FDA CDRH | C50204 | Control switches
FDA | C54577 | Medical Device Component Or Accessory Terminology FDA CDRH | C49887 | Controller
FDA | C54577 | Medical Device Component Or Accessory Terminology FDA CDRH | C49888 | Converter
FDA | C54577 | Medical Device Component Or Accessory Terminology FDA CDRH | C50319 | Cooling module |  | Cooling System
FDA | C54577 | Medical Device Component Or Accessory Terminology FDA CDRH | C49890 | Cord
FDA | C54577 | Medical Device Component Or Accessory Terminology FDA CDRH | C49893 | Core
FDA | C54577 | Medical Device Component Or Accessory Terminology FDA CDRH | C49894 | Counter
FDA | C54577 | Medical Device Component Or Accessory Terminology FDA CDRH | C50352 | Counterbalance
FDA | C54577 | Medical Device Component Or Accessory Terminology FDA CDRH | C49895 | Coupler
FDA | C54577 | Medical Device Component Or Accessory Terminology FDA CDRH | C49896 | Cover
FDA | C54577 | Medical Device Component Or Accessory Terminology FDA CDRH | C50332 | CPU (central processing unit of computer system)
FDA | C54577 | Medical Device Component Or Accessory Terminology FDA CDRH | C49897 | CPU (central processing unit) board
FDA | C54577 | Medical Device Component Or Accessory Terminology FDA CDRH | C49898 | Crank arm assembly
FDA | C54577 | Medical Device Component Or Accessory Terminology FDA CDRH | C50238 | CRT (cathode ray tube)
FDA | C54577 | Medical Device Component Or Accessory Terminology FDA CDRH | C49899 | Crystal
FDA | C54577 | Medical Device Component Or Accessory Terminology FDA CDRH | C49900 | Cuff
FDA | C54577 | Medical Device Component Or Accessory Terminology FDA CDRH | C50165 | Cup seal
FDA | C54577 | Medical Device Component Or Accessory Terminology FDA CDRH | C49901 | Cups
FDA | C54577 | Medical Device Component Or Accessory Terminology FDA CDRH | C49902 | Current limiter
FDA | C54577 | Medical Device Component Or Accessory Terminology FDA CDRH | C49903 | Current source
FDA | C54577 | Medical Device Component Or Accessory Terminology FDA CDRH | C49904 | Cusp
FDA | C54577 | Medical Device Component Or Accessory Terminology FDA CDRH | C49905 | Cutter
FDA | C54577 | Medical Device Component Or Accessory Terminology FDA CDRH | C50342 | Cutter-Torque Cable
FDA | C54577 | Medical Device Component Or Accessory Terminology FDA CDRH | C49906 | Cylinder
FDA | C54577 | Medical Device Component Or Accessory Terminology FDA CDRH | C50259 | Cylinder valve
FDA | C54577 | Medical Device Component Or Accessory Terminology FDA CDRH | C49907 | Damper
FDA | C54577 | Medical Device Component Or Accessory Terminology FDA CDRH | C50241 | Data acquisition unit
FDA | C54577 | Medical Device Component Or Accessory Terminology FDA CDRH | C49908 | Decoder
FDA | C54577 | Medical Device Component Or Accessory Terminology FDA CDRH | C49909 | Defibrillator paddles
FDA | C54577 | Medical Device Component Or Accessory Terminology FDA CDRH | C49910 | Defibrillator subassembly (only use when part of another device)
FDA | C54577 | Medical Device Component Or Accessory Terminology FDA CDRH | C49911 | Dehumidifier
FDA | C54577 | Medical Device Component Or Accessory Terminology FDA CDRH | C49912 | Dehydrator
FDA | C54577 | Medical Device Component Or Accessory Terminology FDA CDRH | C50353 | Deionizer
FDA | C54577 | Medical Device Component Or Accessory Terminology FDA CDRH | C49913 | Delay line
FDA | C54577 | Medical Device Component Or Accessory Terminology FDA CDRH | C49914 | Demagnetizer
FDA | C54577 | Medical Device Component Or Accessory Terminology FDA CDRH | C49915 | Demodulator
FDA | C54577 | Medical Device Component Or Accessory Terminology FDA CDRH | C50055 | Densitometer
FDA | C54577 | Medical Device Component Or Accessory Terminology FDA CDRH | C49916 | Detector
FDA | C54577 | Medical Device Component Or Accessory Terminology FDA CDRH | C49755 | Device Component or Accessory
FDA | C54577 | Medical Device Component Or Accessory Terminology FDA CDRH | C49918 | Device deployer
FDA | C54577 | Medical Device Component Or Accessory Terminology FDA CDRH | C68676 | Device Ingredient or Reagent
FDA | C54577 | Medical Device Component Or Accessory Terminology FDA CDRH | C49919 | Dial
FDA | C54577 | Medical Device Component Or Accessory Terminology FDA CDRH | C49920 | Diaphragm
FDA | C54577 | Medical Device Component Or Accessory Terminology FDA CDRH | C49921 | Digitizer
FDA | C54577 | Medical Device Component Or Accessory Terminology FDA CDRH | C49922 | Diode
FDA | C54577 | Medical Device Component Or Accessory Terminology FDA CDRH | C49924 | Discrete component/device (resistor, capacitor, diode)
FDA | C54577 | Medical Device Component Or Accessory Terminology FDA CDRH | C49925 | Disk
FDA | C54577 | Medical Device Component Or Accessory Terminology FDA CDRH | C49927 | Display
FDA | C54577 | Medical Device Component Or Accessory Terminology FDA CDRH | C49928 | Divider
FDA | C54577 | Medical Device Component Or Accessory Terminology FDA CDRH | C49929 | Dome
FDA | C54577 | Medical Device Component Or Accessory Terminology FDA CDRH | C49930 | Doubler
FDA | C54577 | Medical Device Component Or Accessory Terminology FDA CDRH | C49931 | Driver
FDA | C54577 | Medical Device Component Or Accessory Terminology FDA CDRH | C49932 | Duct
FDA | C54577 | Medical Device Component Or Accessory Terminology FDA CDRH | C49933 | Dummy load
FDA | C54577 | Medical Device Component Or Accessory Terminology FDA CDRH | C49934 | Duplexer
FDA | C54577 | Medical Device Component Or Accessory Terminology FDA CDRH | C50075 | EKG/ECG monitor
FDA | C54577 | Medical Device Component Or Accessory Terminology FDA CDRH | C49935 | EKG/ECG subassembly (only use when part of another device)
FDA | C54577 | Medical Device Component Or Accessory Terminology FDA CDRH | C50027 | Electrical lead
FDA | C54577 | Medical Device Component Or Accessory Terminology FDA CDRH | C50336 | Electrical Wire
FDA | C54577 | Medical Device Component Or Accessory Terminology FDA CDRH | C49936 | Electrode
FDA | C54577 | Medical Device Component Or Accessory Terminology FDA CDRH | C50351 | Electrode Contact
FDA | C54577 | Medical Device Component Or Accessory Terminology FDA CDRH | C50308 | Emergency Stop Button or Switch
FDA | C54577 | Medical Device Component Or Accessory Terminology FDA CDRH | C50309 | Emergency Table Stop
FDA | C54577 | Medical Device Component Or Accessory Terminology FDA CDRH | C49937 | Emitter
FDA | C54577 | Medical Device Component Or Accessory Terminology FDA CDRH | C49938 | Enclosure
FDA | C54577 | Medical Device Component Or Accessory Terminology FDA CDRH | C49939 | Encoder
FDA | C54577 | Medical Device Component Or Accessory Terminology FDA CDRH | C49940 | Endoscope
FDA | C54577 | Medical Device Component Or Accessory Terminology FDA CDRH | C50338 | Endoscopic Accessory
FDA | C54577 | Medical Device Component Or Accessory Terminology FDA CDRH | C50049 | EPROM (erasable programmable read only memory)
FDA | C54577 | Medical Device Component Or Accessory Terminology FDA CDRH | C49941 | Equalizer
FDA | C54577 | Medical Device Component Or Accessory Terminology FDA CDRH | C49942 | Evaporator
FDA | C54577 | Medical Device Component Or Accessory Terminology FDA CDRH | C49957 | Exhalation filter
FDA | C54577 | Medical Device Component Or Accessory Terminology FDA CDRH | C49943 | Expander
FDA | C54577 | Medical Device Component Or Accessory Terminology FDA CDRH | C49944 | Extender
FDA | C54577 | Medical Device Component Or Accessory Terminology FDA CDRH | C50359 | External Fiberoptic
FDA | C54577 | Medical Device Component Or Accessory Terminology FDA CDRH | C49945 | Extractor
FDA | C54577 | Medical Device Component Or Accessory Terminology FDA CDRH | C49946 | Eyelet
FDA | C54577 | Medical Device Component Or Accessory Terminology FDA CDRH | C50208 | Fail-safe system
FDA | C54577 | Medical Device Component Or Accessory Terminology FDA CDRH | C49947 | Fan
FDA | C54577 | Medical Device Component Or Accessory Terminology FDA CDRH | C49948 | Fastener
FDA | C54577 | Medical Device Component Or Accessory Terminology FDA CDRH | C49949 | Feedthru
FDA | C54577 | Medical Device Component Or Accessory Terminology FDA CDRH | C49950 | Ferrule
FDA | C54577 | Medical Device Component Or Accessory Terminology FDA CDRH | C49951 | FET (field effect transistor)
FDA | C54577 | Medical Device Component Or Accessory Terminology FDA CDRH | C49952 | Fiber
FDA | C54577 | Medical Device Component Or Accessory Terminology FDA CDRH | C50362 | Fiberguide
FDA | C54577 | Medical Device Component Or Accessory Terminology FDA CDRH | C50358 | Fiberoptic
FDA | C54577 | Medical Device Component Or Accessory Terminology FDA CDRH | C50348 | Fiberoptic Cladding
FDA | C54577 | Medical Device Component Or Accessory Terminology FDA CDRH | C50349 | Fiberoptic Cleaver
FDA | C54577 | Medical Device Component Or Accessory Terminology FDA CDRH | C49955 | Film
FDA | C54577 | Medical Device Component Or Accessory Terminology FDA CDRH | C69444 | Film Processor
FDA | C54577 | Medical Device Component Or Accessory Terminology FDA CDRH | C49956 | Filter
FDA | C54577 | Medical Device Component Or Accessory Terminology FDA CDRH | C49959 | Flange
FDA | C54577 | Medical Device Component Or Accessory Terminology FDA CDRH | C49960 | Flasher
FDA | C54577 | Medical Device Component Or Accessory Terminology FDA CDRH | C50054 | Flowmeter
FDA | C54577 | Medical Device Component Or Accessory Terminology FDA CDRH | C49961 | Foil
FDA | C54577 | Medical Device Component Or Accessory Terminology FDA CDRH | C49962 | Foot pedal
FDA | C54577 | Medical Device Component Or Accessory Terminology FDA CDRH | C50202 | Foot switch
FDA | C54577 | Medical Device Component Or Accessory Terminology FDA CDRH | C49963 | Frame
FDA | C54577 | Medical Device Component Or Accessory Terminology FDA CDRH | C50002 | Function indicator
FDA | C54577 | Medical Device Component Or Accessory Terminology FDA CDRH | C50284 | Function Indicator Light
FDA | C54577 | Medical Device Component Or Accessory Terminology FDA CDRH | C49964 | Function lid
FDA | C54577 | Medical Device Component Or Accessory Terminology FDA CDRH | C49965 | Furnace
FDA | C54577 | Medical Device Component Or Accessory Terminology FDA CDRH | C49966 | Fuse
FDA | C54577 | Medical Device Component Or Accessory Terminology FDA CDRH | C50314 | Gas delivery system
FDA | C54577 | Medical Device Component Or Accessory Terminology FDA CDRH | C49967 | Gas scavenging
FDA | C54577 | Medical Device Component Or Accessory Terminology FDA CDRH | C49968 | Gasket
FDA | C54577 | Medical Device Component Or Accessory Terminology FDA CDRH | C50052 | Gauges/meters |  | Meter
FDA | C54577 | Medical Device Component Or Accessory Terminology FDA CDRH | C49969 | Gears |  | Gear
FDA | C54577 | Medical Device Component Or Accessory Terminology FDA CDRH | C49970 | Generator
FDA | C54577 | Medical Device Component Or Accessory Terminology FDA CDRH | C49971 | Grille
FDA | C54577 | Medical Device Component Or Accessory Terminology FDA CDRH | C49972 | Grommet
FDA | C54577 | Medical Device Component Or Accessory Terminology FDA CDRH | C49973 | Ground strap
FDA | C54577 | Medical Device Component Or Accessory Terminology FDA CDRH | C49974 | Guide
FDA | C54577 | Medical Device Component Or Accessory Terminology FDA CDRH | C50271 | Guidewire
FDA | C54577 | Medical Device Component Or Accessory Terminology FDA CDRH | C50281 | Hand immobilizer
FDA | C54577 | Medical Device Component Or Accessory Terminology FDA CDRH | C50275 | Handpiece
FDA | C54577 | Medical Device Component Or Accessory Terminology FDA CDRH | C50276 | Handrest
FDA | C54577 | Medical Device Component Or Accessory Terminology FDA CDRH | C49977 | Handset
FDA | C54577 | Medical Device Component Or Accessory Terminology FDA CDRH | C50277 | Haptic
FDA | C54577 | Medical Device Component Or Accessory Terminology FDA CDRH | C49978 | Header
FDA | C54577 | Medical Device Component Or Accessory Terminology FDA CDRH | C49979 | Headphone
FDA | C54577 | Medical Device Component Or Accessory Terminology FDA CDRH | C49980 | Heads
FDA | C54577 | Medical Device Component Or Accessory Terminology FDA CDRH | C49982 | Headset
FDA | C54577 | Medical Device Component Or Accessory Terminology FDA CDRH | C49983 | Heart valve cage
FDA | C54577 | Medical Device Component Or Accessory Terminology FDA CDRH | C50029 | Heart valve leaflet
FDA | C54577 | Medical Device Component Or Accessory Terminology FDA CDRH | C50150 | Heart valve sewing ring
FDA | C54577 | Medical Device Component Or Accessory Terminology FDA CDRH | C49984 | Heat exchanger
FDA | C54577 | Medical Device Component Or Accessory Terminology FDA CDRH | C49985 | Heat sink
FDA | C54577 | Medical Device Component Or Accessory Terminology FDA CDRH | C49986 | Heater
FDA | C54577 | Medical Device Component Or Accessory Terminology FDA CDRH | C49987 | Heater rod
FDA | C54577 | Medical Device Component Or Accessory Terminology FDA CDRH | C49880 | Helifix coil
FDA | C54577 | Medical Device Component Or Accessory Terminology FDA CDRH | C50335 | Hemo Valve
FDA | C54577 | Medical Device Component Or Accessory Terminology FDA CDRH | C50302 | Hermetic Seal
FDA | C54577 | Medical Device Component Or Accessory Terminology FDA CDRH | C49988 | Hinge
FDA | C54577 | Medical Device Component Or Accessory Terminology FDA CDRH | C49989 | Holder
FDA | C54577 | Medical Device Component Or Accessory Terminology FDA CDRH | C49953 | Hollow fiber
FDA | C54577 | Medical Device Component Or Accessory Terminology FDA CDRH | C50279 | Hose
FDA | C54577 | Medical Device Component Or Accessory Terminology FDA CDRH | C50280 | Hose Line
FDA | C54577 | Medical Device Component Or Accessory Terminology FDA CDRH | C49990 | Housing
FDA | C54577 | Medical Device Component Or Accessory Terminology FDA CDRH | C49991 | Hub
FDA | C54577 | Medical Device Component Or Accessory Terminology FDA CDRH | C49992 | Humidifier
FDA | C54577 | Medical Device Component Or Accessory Terminology FDA CDRH | C49993 | Hybrid circuit
FDA | C54577 | Medical Device Component Or Accessory Terminology FDA CDRH | C50313 | Hydraulic Bed System
FDA | C54577 | Medical Device Component Or Accessory Terminology FDA CDRH | C50312 | Hydraulic System
FDA | C54577 | Medical Device Component Or Accessory Terminology FDA CDRH | C49994 | IC (integrated circuit)
FDA | C54577 | Medical Device Component Or Accessory Terminology FDA CDRH | C49995 | IC (integrated circuit) chip
FDA | C54577 | Medical Device Component Or Accessory Terminology FDA CDRH | C49996 | Igniter
FDA | C54577 | Medical Device Component Or Accessory Terminology FDA CDRH | C49997 | Imager
FDA | C54577 | Medical Device Component Or Accessory Terminology FDA CDRH | C49998 | Impedance converter
FDA | C54577 | Medical Device Component Or Accessory Terminology FDA CDRH | C50000 | Indexer
FDA | C54577 | Medical Device Component Or Accessory Terminology FDA CDRH | C50001 | Indicator
FDA | C54577 | Medical Device Component Or Accessory Terminology FDA CDRH | C50003 | Inductor
FDA | C54577 | Medical Device Component Or Accessory Terminology FDA CDRH | C50316 | Injection System |  | Injector system
FDA | C54577 | Medical Device Component Or Accessory Terminology FDA CDRH | C50004 | Insulation
FDA | C54577 | Medical Device Component Or Accessory Terminology FDA CDRH | C50005 | Integrator
FDA | C54577 | Medical Device Component Or Accessory Terminology FDA CDRH | C50006 | Intercom
FDA | C54577 | Medical Device Component Or Accessory Terminology FDA CDRH | C50007 | Interconnection board intubate
FDA | C54577 | Medical Device Component Or Accessory Terminology FDA CDRH | C50008 | Interface
FDA | C54577 | Medical Device Component Or Accessory Terminology FDA CDRH | C50009 | Interrupter
FDA | C54577 | Medical Device Component Or Accessory Terminology FDA CDRH | C50298 | Intravenous Pole
FDA | C54577 | Medical Device Component Or Accessory Terminology FDA CDRH | C50010 | Inverter
FDA | C54577 | Medical Device Component Or Accessory Terminology FDA CDRH | C49999 | IOL (intraocular lens) implant
FDA | C54577 | Medical Device Component Or Accessory Terminology FDA CDRH | C50011 | Isolator
FDA | C54577 | Medical Device Component Or Accessory Terminology FDA CDRH | C50012 | Jack
FDA | C54577 | Medical Device Component Or Accessory Terminology FDA CDRH | C54020 | Jaw
FDA | C54577 | Medical Device Component Or Accessory Terminology FDA CDRH | C50013 | Joint
FDA | C54577 | Medical Device Component Or Accessory Terminology FDA CDRH | C50015 | Joystick
FDA | C54577 | Medical Device Component Or Accessory Terminology FDA CDRH | C50016 | Jumper
FDA | C54577 | Medical Device Component Or Accessory Terminology FDA CDRH | C50017 | Junction
FDA | C54577 | Medical Device Component Or Accessory Terminology FDA CDRH | C50018 | Keyboard
FDA | C54577 | Medical Device Component Or Accessory Terminology FDA CDRH | C50019 | Keyer
FDA | C54577 | Medical Device Component Or Accessory Terminology FDA CDRH | C50020 | Keypad
FDA | C54577 | Medical Device Component Or Accessory Terminology FDA CDRH | C50021 | Kit
FDA | C54577 | Medical Device Component Or Accessory Terminology FDA CDRH | C54021 | Knife
FDA | C54577 | Medical Device Component Or Accessory Terminology FDA CDRH | C50022 | Knob
FDA | C54577 | Medical Device Component Or Accessory Terminology FDA CDRH | C50023 | Label
FDA | C54577 | Medical Device Component Or Accessory Terminology FDA CDRH | C50024 | Laminate
FDA | C54577 | Medical Device Component Or Accessory Terminology FDA CDRH | C50025 | Lamp
FDA | C54577 | Medical Device Component Or Accessory Terminology FDA CDRH | C50026 | Laser
FDA | C54577 | Medical Device Component Or Accessory Terminology FDA CDRH | C50292 | Laser nozzle
FDA | C54577 | Medical Device Component Or Accessory Terminology FDA CDRH | C54022 | Latch
FDA | C54577 | Medical Device Component Or Accessory Terminology FDA CDRH | C50282 | Lead
FDA | C54577 | Medical Device Component Or Accessory Terminology FDA CDRH | C50028 | Lead conductor
FDA | C54577 | Medical Device Component Or Accessory Terminology FDA CDRH | C50326 | Lead Tip
FDA | C54577 | Medical Device Component Or Accessory Terminology FDA CDRH | C50283 | Leaflet
FDA | C54577 | Medical Device Component Or Accessory Terminology FDA CDRH | C50357 | Leaflet Disk
FDA | C54577 | Medical Device Component Or Accessory Terminology FDA CDRH | C49923 | LED (light emitting diode)
FDA | C54577 | Medical Device Component Or Accessory Terminology FDA CDRH | C50030 | Lenses
FDA | C54577 | Medical Device Component Or Accessory Terminology FDA CDRH | C50201 | Limit switch
FDA | C54577 | Medical Device Component Or Accessory Terminology FDA CDRH | C50032 | Limiter
FDA | C54577 | Medical Device Component Or Accessory Terminology FDA CDRH | C50033 | Line conditioner
FDA | C54577 | Medical Device Component Or Accessory Terminology FDA CDRH | C49840 | Lithium iodide battery
FDA | C54577 | Medical Device Component Or Accessory Terminology FDA CDRH | C50034 | Load
FDA | C54577 | Medical Device Component Or Accessory Terminology FDA CDRH | C50035 | Lock
FDA | C54577 | Medical Device Component Or Accessory Terminology FDA CDRH | C50286 | Locking mechanism
FDA | C54577 | Medical Device Component Or Accessory Terminology FDA CDRH | C50036 | Locking sleeve
FDA | C54577 | Medical Device Component Or Accessory Terminology FDA CDRH | C50287 | Lockout Mechanism
FDA | C54577 | Medical Device Component Or Accessory Terminology FDA CDRH | C50037 | Logic board
FDA | C54577 | Medical Device Component Or Accessory Terminology FDA CDRH | C50038 | Lower piston bearing
FDA | C54577 | Medical Device Component Or Accessory Terminology FDA CDRH | C50260 | Luer valve
FDA | C54577 | Medical Device Component Or Accessory Terminology FDA CDRH | C50039 | Magazine
FDA | C54577 | Medical Device Component Or Accessory Terminology FDA CDRH | C50040 | Magnet
FDA | C54577 | Medical Device Component Or Accessory Terminology FDA CDRH | C50041 | Magnetizer
FDA | C54577 | Medical Device Component Or Accessory Terminology FDA CDRH | C50053 | Magnetometer
FDA | C54577 | Medical Device Component Or Accessory Terminology FDA CDRH | C50042 | Magnetoresistor
FDA | C54577 | Medical Device Component Or Accessory Terminology FDA CDRH | C50043 | Magnifier
FDA | C54577 | Medical Device Component Or Accessory Terminology FDA CDRH | C50044 | Manifold
FDA | C54577 | Medical Device Component Or Accessory Terminology FDA CDRH | C50045 | Matrices
FDA | C54577 | Medical Device Component Or Accessory Terminology FDA CDRH | C50285 | Mechanism
FDA | C54577 | Medical Device Component Or Accessory Terminology FDA CDRH | C50046 | Membrane
FDA | C54577 | Medical Device Component Or Accessory Terminology FDA CDRH | C50047 | Memory
FDA | C54577 | Medical Device Component Or Accessory Terminology FDA CDRH | C50082 | Meter needle
FDA | C54577 | Medical Device Component Or Accessory Terminology FDA CDRH | C50067 | Microcircuit
FDA | C54577 | Medical Device Component Or Accessory Terminology FDA CDRH | C50068 | Microphone
FDA | C54577 | Medical Device Component Or Accessory Terminology FDA CDRH | C50069 | Microscope
FDA | C54577 | Medical Device Component Or Accessory Terminology FDA CDRH | C50070 | Mirror
FDA | C54577 | Medical Device Component Or Accessory Terminology FDA CDRH | C50071 | Mixer
FDA | C54577 | Medical Device Component Or Accessory Terminology FDA CDRH | C50072 | Modem
FDA | C54577 | Medical Device Component Or Accessory Terminology FDA CDRH | C50073 | Modulator
FDA | C54577 | Medical Device Component Or Accessory Terminology FDA CDRH | C50074 | Monitor
FDA | C54577 | Medical Device Component Or Accessory Terminology FDA CDRH | C50076 | Mother board
FDA | C54577 | Medical Device Component Or Accessory Terminology FDA CDRH | C50355 | Motion Detector
FDA | C54577 | Medical Device Component Or Accessory Terminology FDA CDRH | C50077 | Motor
FDA | C54577 | Medical Device Component Or Accessory Terminology FDA CDRH | C50331 | Motor Drive Unit
FDA | C54577 | Medical Device Component Or Accessory Terminology FDA CDRH | C50103 | Motor roll pin
FDA | C54577 | Medical Device Component Or Accessory Terminology FDA CDRH | C50079 | Mount
FDA | C54577 | Medical Device Component Or Accessory Terminology FDA CDRH | C54010 | Multiplier
FDA | C54577 | Medical Device Component Or Accessory Terminology FDA CDRH | C50080 | Nebulizer (only use when part of another device)
FDA | C54577 | Medical Device Component Or Accessory Terminology FDA CDRH | C50290 | Needle
FDA | C54577 | Medical Device Component Or Accessory Terminology FDA CDRH | C50081 | Network
FDA | C54577 | Medical Device Component Or Accessory Terminology FDA CDRH | C50083 | None
FDA | C54577 | Medical Device Component Or Accessory Terminology FDA CDRH | C50291 | Nozzle
FDA | C54577 | Medical Device Component Or Accessory Terminology FDA CDRH | C50325 | Nozzle Tip
FDA | C54577 | Medical Device Component Or Accessory Terminology FDA CDRH | C50084 | Nuts
FDA | C54577 | Medical Device Component Or Accessory Terminology FDA CDRH | C50085 | O2 monitor subassembly (only use when part of another device)
FDA | C54577 | Medical Device Component Or Accessory Terminology FDA CDRH | C50168 | O2 sensor
FDA | C54577 | Medical Device Component Or Accessory Terminology FDA CDRH | C50086 | Obturator
FDA | C54577 | Medical Device Component Or Accessory Terminology FDA CDRH | C50334 | One-Way Valve
FDA | C54577 | Medical Device Component Or Accessory Terminology FDA CDRH | C49856 | Optical cable
FDA | C54577 | Medical Device Component Or Accessory Terminology FDA CDRH | C49926 | Optical disk
FDA | C54577 | Medical Device Component Or Accessory Terminology FDA CDRH | C49954 | Optical fiber
FDA | C54577 | Medical Device Component Or Accessory Terminology FDA CDRH | C50087 | Optocoupler
FDA | C54577 | Medical Device Component Or Accessory Terminology FDA CDRH | C50088 | Oscillator
FDA | C54577 | Medical Device Component Or Accessory Terminology FDA CDRH | C50089 | Oscilloscope
FDA | C54577 | Medical Device Component Or Accessory Terminology FDA CDRH | C50091 | Outlet
FDA | C54577 | Medical Device Component Or Accessory Terminology FDA CDRH | C50092 | Oven
FDA | C54577 | Medical Device Component Or Accessory Terminology FDA CDRH | C50093 | Overlay
FDA | C54577 | Medical Device Component Or Accessory Terminology FDA CDRH | C50065 | Oximeter (only use when part of another device) |  | Oximeter
FDA | C54577 | Medical Device Component Or Accessory Terminology FDA CDRH | C50094 | Oxygen analyzer
FDA | C54577 | Medical Device Component Or Accessory Terminology FDA CDRH | C50095 | Pad
FDA | C54577 | Medical Device Component Or Accessory Terminology FDA CDRH | C50293 | Pallet
FDA | C54577 | Medical Device Component Or Accessory Terminology FDA CDRH | C50096 | Panel
FDA | C54577 | Medical Device Component Or Accessory Terminology FDA CDRH | C50097 | PC (printed circuit) board
FDA | C54577 | Medical Device Component Or Accessory Terminology FDA CDRH | C49917 | Photodetector
FDA | C54577 | Medical Device Component Or Accessory Terminology FDA CDRH | C50098 | Photomultiplier
FDA | C54577 | Medical Device Component Or Accessory Terminology FDA CDRH | C50328 | Photomultiplier (PM) Tube
FDA | C54577 | Medical Device Component Or Accessory Terminology FDA CDRH | C50099 | Phototransistor
FDA | C54577 | Medical Device Component Or Accessory Terminology FDA CDRH | C50100 | Pickup
FDA | C54577 | Medical Device Component Or Accessory Terminology FDA CDRH | C50261 | Pilot balloon valve
FDA | C54577 | Medical Device Component Or Accessory Terminology FDA CDRH | C50101 | Pin
FDA | C54577 | Medical Device Component Or Accessory Terminology FDA CDRH | C50296 | Pipette
FDA | C54577 | Medical Device Component Or Accessory Terminology FDA CDRH | C49975 | Piston guides
FDA | C54577 | Medical Device Component Or Accessory Terminology FDA CDRH | C49981 | Piston heads
FDA | C54577 | Medical Device Component Or Accessory Terminology FDA CDRH | C50104 | Piston Pads
FDA | C54577 | Medical Device Component Or Accessory Terminology FDA CDRH | C50105 | Pivot
FDA | C54577 | Medical Device Component Or Accessory Terminology FDA CDRH | C50106 | Plate
FDA | C54577 | Medical Device Component Or Accessory Terminology FDA CDRH | C50107 | Plotter
FDA | C54577 | Medical Device Component Or Accessory Terminology FDA CDRH | C50108 | Plug
FDA | C54577 | Medical Device Component Or Accessory Terminology FDA CDRH | C50297 | Plunger
FDA | C54577 | Medical Device Component Or Accessory Terminology FDA CDRH | C50109 | Pointer
FDA | C54577 | Medical Device Component Or Accessory Terminology FDA CDRH | C50110 | Polarizer
FDA | C54577 | Medical Device Component Or Accessory Terminology FDA CDRH | C50111 | Port
FDA | C54577 | Medical Device Component Or Accessory Terminology FDA CDRH | C50112 | Post
FDA | C54577 | Medical Device Component Or Accessory Terminology FDA CDRH | C50064 | Potentiometer
FDA | C54577 | Medical Device Component Or Accessory Terminology FDA CDRH | C49892 | Power cord
FDA | C54577 | Medical Device Component Or Accessory Terminology FDA CDRH | C50113 | Power lamp
FDA | C54577 | Medical Device Component Or Accessory Terminology FDA CDRH | C50114 | Power module
FDA | C54577 | Medical Device Component Or Accessory Terminology FDA CDRH | C50115 | Power supply
FDA | C54577 | Medical Device Component Or Accessory Terminology FDA CDRH | C50200 | Power switch
FDA | C54577 | Medical Device Component Or Accessory Terminology FDA CDRH | C50116 | Preamplifier
FDA | C54577 | Medical Device Component Or Accessory Terminology FDA CDRH | C50117 | Prescaler
FDA | C54577 | Medical Device Component Or Accessory Terminology FDA CDRH | C50118 | Preselector
FDA | C54577 | Medical Device Component Or Accessory Terminology FDA CDRH | C50167 | Pressure sensor
FDA | C54577 | Medical Device Component Or Accessory Terminology FDA CDRH | C50119 | Pressure signal
FDA | C54577 | Medical Device Component Or Accessory Terminology FDA CDRH | C50239 | Pressure tubing
FDA | C54577 | Medical Device Component Or Accessory Terminology FDA CDRH | C50120 | Printer
FDA | C54577 | Medical Device Component Or Accessory Terminology FDA CDRH | C50121 | Probe
FDA | C54577 | Medical Device Component Or Accessory Terminology FDA CDRH | C50299 | Probe, Transducer Pressure
FDA | C54577 | Medical Device Component Or Accessory Terminology FDA CDRH | C50122 | Processor
FDA | C54577 | Medical Device Component Or Accessory Terminology FDA CDRH | C50123 | Programmer
FDA | C54577 | Medical Device Component Or Accessory Terminology FDA CDRH | C50050 | PROM (programmable read only memory)
FDA | C54577 | Medical Device Component Or Accessory Terminology FDA CDRH | C50124 | Prong
FDA | C54577 | Medical Device Component Or Accessory Terminology FDA CDRH | C50125 | Protector
FDA | C54577 | Medical Device Component Or Accessory Terminology FDA CDRH | C50203 | Proximity switch
FDA | C54577 | Medical Device Component Or Accessory Terminology FDA CDRH | C50126 | Pulley
FDA | C54577 | Medical Device Component Or Accessory Terminology FDA CDRH | C50127 | Pulser
FDA | C54577 | Medical Device Component Or Accessory Terminology FDA CDRH | C50128 | Pump
FDA | C54577 | Medical Device Component Or Accessory Terminology FDA CDRH | C54023 | Pusher
FDA | C54577 | Medical Device Component Or Accessory Terminology FDA CDRH | C50063 | Pyrometer
FDA | C54577 | Medical Device Component Or Accessory Terminology FDA CDRH | C50130 | Rail
FDA | C54577 | Medical Device Component Or Accessory Terminology FDA CDRH | C50051 | RAM (random access memory)
FDA | C54577 | Medical Device Component Or Accessory Terminology FDA CDRH | C50303 | Rate modulated pacing sensor
FDA | C54577 | Medical Device Component Or Accessory Terminology FDA CDRH | C50131 | Reactor
FDA | C54577 | Medical Device Component Or Accessory Terminology FDA CDRH | C50132 | Reader
FDA | C54577 | Medical Device Component Or Accessory Terminology FDA CDRH | C50133 | Receiver
FDA | C54577 | Medical Device Component Or Accessory Terminology FDA CDRH | C50330 | Receiver Stimulator Unit
FDA | C54577 | Medical Device Component Or Accessory Terminology FDA CDRH | C50134 | Recorder (tape, stripchart, etc.)
FDA | C54577 | Medical Device Component Or Accessory Terminology FDA CDRH | C50135 | Rectifier
FDA | C54577 | Medical Device Component Or Accessory Terminology FDA CDRH | C50136 | Reed (electrically open)
FDA | C54577 | Medical Device Component Or Accessory Terminology FDA CDRH | C50137 | Regulator
FDA | C54577 | Medical Device Component Or Accessory Terminology FDA CDRH | C50138 | Relay
FDA | C54577 | Medical Device Component Or Accessory Terminology FDA CDRH | C50139 | Repeater
FDA | C54577 | Medical Device Component Or Accessory Terminology FDA CDRH | C50140 | Reservoir
FDA | C54577 | Medical Device Component Or Accessory Terminology FDA CDRH | C50141 | Resistor
FDA | C54577 | Medical Device Component Or Accessory Terminology FDA CDRH | C50143 | Resonator
FDA | C54577 | Medical Device Component Or Accessory Terminology FDA CDRH | C50144 | Retainer
FDA | C54577 | Medical Device Component Or Accessory Terminology FDA CDRH | C50102 | Retaining pin
FDA | C54577 | Medical Device Component Or Accessory Terminology FDA CDRH | C50145 | Reticle
FDA | C54577 | Medical Device Component Or Accessory Terminology FDA CDRH | C50146 | Rheostat
FDA | C54577 | Medical Device Component Or Accessory Terminology FDA CDRH | C50147 | Ribbon
FDA | C54577 | Medical Device Component Or Accessory Terminology FDA CDRH | C50148 | Ring
FDA | C54577 | Medical Device Component Or Accessory Terminology FDA CDRH | C50151 | Rivet
FDA | C54577 | Medical Device Component Or Accessory Terminology FDA CDRH | C50152 | Robot
FDA | C54577 | Medical Device Component Or Accessory Terminology FDA CDRH | C50153 | Rod
FDA | C54577 | Medical Device Component Or Accessory Terminology FDA CDRH | C50048 | ROM (read only memory)
FDA | C54577 | Medical Device Component Or Accessory Terminology FDA CDRH | C50154 | Safety interlock
FDA | C54577 | Medical Device Component Or Accessory Terminology FDA CDRH | C50155 | SAW (surface acoustic wave device)
FDA | C54577 | Medical Device Component Or Accessory Terminology FDA CDRH | C50156 | Scale
FDA | C54577 | Medical Device Component Or Accessory Terminology FDA CDRH | C50157 | Scaler
FDA | C54577 | Medical Device Component Or Accessory Terminology FDA CDRH | C50158 | Scanner
FDA | C54577 | Medical Device Component Or Accessory Terminology FDA CDRH | C50062 | Scintillometer
FDA | C54577 | Medical Device Component Or Accessory Terminology FDA CDRH | C50159 | Scrambler
FDA | C54577 | Medical Device Component Or Accessory Terminology FDA CDRH | C50160 | Screen
FDA | C54577 | Medical Device Component Or Accessory Terminology FDA CDRH | C50161 | Screw
FDA | C54577 | Medical Device Component Or Accessory Terminology FDA CDRH | C50278 | Screw Head
FDA | C54577 | Medical Device Component Or Accessory Terminology FDA CDRH | C50321 | Screw Tapper
FDA | C54577 | Medical Device Component Or Accessory Terminology FDA CDRH | C50162 | Scriber
FDA | C54577 | Medical Device Component Or Accessory Terminology FDA CDRH | C50163 | Seal
FDA | C54577 | Medical Device Component Or Accessory Terminology FDA CDRH | C50164 | Seal tracheal
FDA | C54577 | Medical Device Component Or Accessory Terminology FDA CDRH | C50360 | Sediment Filter
FDA | C54577 | Medical Device Component Or Accessory Terminology FDA CDRH | C50166 | Sensor
FDA | C54577 | Medical Device Component Or Accessory Terminology FDA CDRH | C50169 | Servo
FDA | C54577 | Medical Device Component Or Accessory Terminology FDA CDRH | C50170 | Shaft
FDA | C54577 | Medical Device Component Or Accessory Terminology FDA CDRH | C50171 | Shield
FDA | C54577 | Medical Device Component Or Accessory Terminology FDA CDRH | C50172 | Shift register
FDA | C54577 | Medical Device Component Or Accessory Terminology FDA CDRH | C50173 | Shifter
FDA | C54577 | Medical Device Component Or Accessory Terminology FDA CDRH | C50305 | Shoulder Support
FDA | C54577 | Medical Device Component Or Accessory Terminology FDA CDRH | C50174 | Shunt
FDA | C54577 | Medical Device Component Or Accessory Terminology FDA CDRH | C50175 | Shutter
FDA | C54577 | Medical Device Component Or Accessory Terminology FDA CDRH | C50301 | Side Rail
FDA | C54577 | Medical Device Component Or Accessory Terminology FDA CDRH | C50176 | Signal conditioner
FDA | C54577 | Medical Device Component Or Accessory Terminology FDA CDRH | C50177 | Simulator
FDA | C54577 | Medical Device Component Or Accessory Terminology FDA CDRH | C50178 | Slide
FDA | C54577 | Medical Device Component Or Accessory Terminology FDA CDRH | C50149 | Slip ring
FDA | C54577 | Medical Device Component Or Accessory Terminology FDA CDRH | C50179 | Slotter line
FDA | C54577 | Medical Device Component Or Accessory Terminology FDA CDRH | C50180 | Socket
FDA | C54577 | Medical Device Component Or Accessory Terminology FDA CDRH | C49809 | Socket adaptor
FDA | C54577 | Medical Device Component Or Accessory Terminology FDA CDRH | C50014 | Solder joint
FDA | C54577 | Medical Device Component Or Accessory Terminology FDA CDRH | C50181 | Solenoid
FDA | C54577 | Medical Device Component Or Accessory Terminology FDA CDRH | C49805 | Sound absorber
FDA | C54577 | Medical Device Component Or Accessory Terminology FDA CDRH | C50182 | Spacer
FDA | C54577 | Medical Device Component Or Accessory Terminology FDA CDRH | C50183 | Spark gap
FDA | C54577 | Medical Device Component Or Accessory Terminology FDA CDRH | C50184 | Speaker
FDA | C54577 | Medical Device Component Or Accessory Terminology FDA CDRH | C50061 | Spectrometer
FDA | C54577 | Medical Device Component Or Accessory Terminology FDA CDRH | C50306 | Speech Processor
FDA | C54577 | Medical Device Component Or Accessory Terminology FDA CDRH | C50066 | Spirometer
FDA | C54577 | Medical Device Component Or Accessory Terminology FDA CDRH | C50185 | Splicer
FDA | C54577 | Medical Device Component Or Accessory Terminology FDA CDRH | C50186 | Spooler
FDA | C54577 | Medical Device Component Or Accessory Terminology FDA CDRH | C50187 | Spring
FDA | C54577 | Medical Device Component Or Accessory Terminology FDA CDRH | C50288 | Spring Loading Mechanism
FDA | C54577 | Medical Device Component Or Accessory Terminology FDA CDRH | C50188 | Stabilizer
FDA | C54577 | Medical Device Component Or Accessory Terminology FDA CDRH | C50189 | Stand
FDA | C54577 | Medical Device Component Or Accessory Terminology FDA CDRH | C50307 | Staple
FDA | C54577 | Medical Device Component Or Accessory Terminology FDA CDRH | C50337 | Steering Wire
FDA | C54577 | Medical Device Component Or Accessory Terminology FDA CDRH | C50190 | Stent
FDA | C54577 | Medical Device Component Or Accessory Terminology FDA CDRH | C50078 | Stepper motor
FDA | C54577 | Medical Device Component Or Accessory Terminology FDA CDRH | C50191 | Stiffener
FDA | C54577 | Medical Device Component Or Accessory Terminology FDA CDRH | C50192 | Stopcock
FDA | C54577 | Medical Device Component Or Accessory Terminology FDA CDRH | C50333 | Stopcock Valve
FDA | C54577 | Medical Device Component Or Accessory Terminology FDA CDRH | C50193 | Strain relief
FDA | C54577 | Medical Device Component Or Accessory Terminology FDA CDRH | C50194 | Strip line
FDA | C54577 | Medical Device Component Or Accessory Terminology FDA CDRH | C50195 | Stylet
FDA | C54577 | Medical Device Component Or Accessory Terminology FDA CDRH | C50196 | Substrate
FDA | C54577 | Medical Device Component Or Accessory Terminology FDA CDRH | C50197 | Sunlamp
FDA | C54577 | Medical Device Component Or Accessory Terminology FDA CDRH | C50198 | Suppressor
FDA | C54577 | Medical Device Component Or Accessory Terminology FDA CDRH | C50364 | Surgical Graft
FDA | C54577 | Medical Device Component Or Accessory Terminology FDA CDRH | C50365 | Suture
FDA | C54577 | Medical Device Component Or Accessory Terminology FDA CDRH | C54013 | Switch, push button
FDA | C54577 | Medical Device Component Or Accessory Terminology FDA CDRH | C50199 | Switches
FDA | C54577 | Medical Device Component Or Accessory Terminology FDA CDRH | C50205 | Synchronizer
FDA | C54577 | Medical Device Component Or Accessory Terminology FDA CDRH | C50206 | Synthesizer
FDA | C54577 | Medical Device Component Or Accessory Terminology FDA CDRH | C50207 | Syringe
FDA | C54577 | Medical Device Component Or Accessory Terminology FDA CDRH | C50310 | Syringe Drive
FDA | C54577 | Medical Device Component Or Accessory Terminology FDA CDRH | C50311 | System
FDA | C54577 | Medical Device Component Or Accessory Terminology FDA CDRH | C50371 | Table
FDA | C54577 | Medical Device Component Or Accessory Terminology FDA CDRH | C50320 | Table Top
FDA | C54577 | Medical Device Component Or Accessory Terminology FDA CDRH | C50060 | Tachometer
FDA | C54577 | Medical Device Component Or Accessory Terminology FDA CDRH | C50209 | Tape
FDA | C54577 | Medical Device Component Or Accessory Terminology FDA CDRH | C50210 | Tee
FDA | C54577 | Medical Device Component Or Accessory Terminology FDA CDRH | C50211 | Telemetry equipment
FDA | C54577 | Medical Device Component Or Accessory Terminology FDA CDRH | C50212 | Telephone
FDA | C54577 | Medical Device Component Or Accessory Terminology FDA CDRH | C50213 | Teleprinter
FDA | C54577 | Medical Device Component Or Accessory Terminology FDA CDRH | C50214 | Teletypewriter
FDA | C54577 | Medical Device Component Or Accessory Terminology FDA CDRH | C50242 | Television unit
FDA | C54577 | Medical Device Component Or Accessory Terminology FDA CDRH | C50215 | Temperature compensator
FDA | C54577 | Medical Device Component Or Accessory Terminology FDA CDRH | C50300 | Temperature Probe
FDA | C54577 | Medical Device Component Or Accessory Terminology FDA CDRH | C50304 | Temperature sensor
FDA | C54577 | Medical Device Component Or Accessory Terminology FDA CDRH | C50216 | Terminal
FDA | C54577 | Medical Device Component Or Accessory Terminology FDA CDRH | C50217 | Terminal assembly
FDA | C54577 | Medical Device Component Or Accessory Terminology FDA CDRH | C50218 | Terminator
FDA | C54577 | Medical Device Component Or Accessory Terminology FDA CDRH | C50322 | Test Strip
FDA | C54577 | Medical Device Component Or Accessory Terminology FDA CDRH | C50219 | Thermistor
FDA | C54577 | Medical Device Component Or Accessory Terminology FDA CDRH | C50220 | Thermocouple
FDA | C54577 | Medical Device Component Or Accessory Terminology FDA CDRH | C50270 | Thermocouple wire
FDA | C54577 | Medical Device Component Or Accessory Terminology FDA CDRH | C50059 | Thermometer
FDA | C54577 | Medical Device Component Or Accessory Terminology FDA CDRH | C50221 | Thermostat
FDA | C54577 | Medical Device Component Or Accessory Terminology FDA CDRH | C50323 | Thread
FDA | C54577 | Medical Device Component Or Accessory Terminology FDA CDRH | C50222 | Thyristor
FDA | C54577 | Medical Device Component Or Accessory Terminology FDA CDRH | C50223 | Timer
FDA | C54577 | Medical Device Component Or Accessory Terminology FDA CDRH | C50324 | Tip
FDA | C54577 | Medical Device Component Or Accessory Terminology FDA CDRH | C49879 | Tip conductor coil
FDA | C54577 | Medical Device Component Or Accessory Terminology FDA CDRH | C50294 | Tomographic Pallet
FDA | C54577 | Medical Device Component Or Accessory Terminology FDA CDRH | C50350 | T-piece connector
FDA | C54577 | Medical Device Component Or Accessory Terminology FDA CDRH | C50224 | Trackball
FDA | C54577 | Medical Device Component Or Accessory Terminology FDA CDRH | C50225 | Transceiver
FDA | C54577 | Medical Device Component Or Accessory Terminology FDA CDRH | C50226 | Transducer
FDA | C54577 | Medical Device Component Or Accessory Terminology FDA CDRH | C50227 | Transformer
FDA | C54577 | Medical Device Component Or Accessory Terminology FDA CDRH | C50228 | Transistor
FDA | C54577 | Medical Device Component Or Accessory Terminology FDA CDRH | C50229 | Translator
FDA | C54577 | Medical Device Component Or Accessory Terminology FDA CDRH | C50230 | Transmission line
FDA | C54577 | Medical Device Component Or Accessory Terminology FDA CDRH | C50231 | Transmitter
FDA | C54577 | Medical Device Component Or Accessory Terminology FDA CDRH | C50232 | Transponder
FDA | C54577 | Medical Device Component Or Accessory Terminology FDA CDRH | C50233 | Transport
FDA | C54577 | Medical Device Component Or Accessory Terminology FDA CDRH | C50234 | TRIAC |  | Three Terminal Current Controlling Semiconductor
FDA | C54577 | Medical Device Component Or Accessory Terminology FDA CDRH | C50235 | Trimmer
FDA | C54577 | Medical Device Component Or Accessory Terminology FDA CDRH | C50327 | Trocar
FDA | C54577 | Medical Device Component Or Accessory Terminology FDA CDRH | C50236 | Tube
FDA | C54577 | Medical Device Component Or Accessory Terminology FDA CDRH | C50237 | Tube capillary
FDA | C54577 | Medical Device Component Or Accessory Terminology FDA CDRH | C50240 | Tuner
FDA | C54577 | Medical Device Component Or Accessory Terminology FDA CDRH | C54008 | User interface
FDA | C54577 | Medical Device Component Or Accessory Terminology FDA CDRH | C50243 | Valve |  | Valve (one-way, hemo, stopcock, etc.)
FDA | C54577 | Medical Device Component Or Accessory Terminology FDA CDRH | C54016 | Valve cam
FDA | C54577 | Medical Device Component Or Accessory Terminology FDA CDRH | C50244 | Valve, control
FDA | C54577 | Medical Device Component Or Accessory Terminology FDA CDRH | C50245 | Valve, directional
FDA | C54577 | Medical Device Component Or Accessory Terminology FDA CDRH | C50246 | Valve, dump
FDA | C54577 | Medical Device Component Or Accessory Terminology FDA CDRH | C50247 | Valve, exhalation
FDA | C54577 | Medical Device Component Or Accessory Terminology FDA CDRH | C50248 | Valve, flap
FDA | C54577 | Medical Device Component Or Accessory Terminology FDA CDRH | C50249 | Valve, flow
FDA | C54577 | Medical Device Component Or Accessory Terminology FDA CDRH | C50250 | Valve, inhalation
FDA | C54577 | Medical Device Component Or Accessory Terminology FDA CDRH | C50251 | Valve, inlet port
FDA | C54577 | Medical Device Component Or Accessory Terminology FDA CDRH | C50252 | Valve, inspiratory
FDA | C54577 | Medical Device Component Or Accessory Terminology FDA CDRH | C50253 | Valve, outlet port
FDA | C54577 | Medical Device Component Or Accessory Terminology FDA CDRH | C50254 | Valve, PEEP (positive end expiratory pressure)
FDA | C54577 | Medical Device Component Or Accessory Terminology FDA CDRH | C50255 | Valve, pressure limit
FDA | C54577 | Medical Device Component Or Accessory Terminology FDA CDRH | C50256 | Valve, relief
FDA | C54577 | Medical Device Component Or Accessory Terminology FDA CDRH | C50257 | Valve, safety
FDA | C54577 | Medical Device Component Or Accessory Terminology FDA CDRH | C50258 | Valve, selector
FDA | C54577 | Medical Device Component Or Accessory Terminology FDA CDRH | C50262 | Vaporizer
FDA | C54577 | Medical Device Component Or Accessory Terminology FDA CDRH | C50263 | Varistor
FDA | C54577 | Medical Device Component Or Accessory Terminology FDA CDRH | C50264 | VDT (video display terminal)
FDA | C54577 | Medical Device Component Or Accessory Terminology FDA CDRH | C50265 | Vibrator
FDA | C54577 | Medical Device Component Or Accessory Terminology FDA CDRH | C50266 | Viewer
FDA | C54577 | Medical Device Component Or Accessory Terminology FDA CDRH | C50058 | Voltmeter
FDA | C54577 | Medical Device Component Or Accessory Terminology FDA CDRH | C50267 | Washer
FDA | C54577 | Medical Device Component Or Accessory Terminology FDA CDRH | C50315 | Water Purification System
FDA | C54577 | Medical Device Component Or Accessory Terminology FDA CDRH | C49976 | Waveguide
FDA | C54577 | Medical Device Component Or Accessory Terminology FDA CDRH | C50361 | Wedge Filter
FDA | C54577 | Medical Device Component Or Accessory Terminology FDA CDRH | C51067 | Wheel
FDA | C54577 | Medical Device Component Or Accessory Terminology FDA CDRH | C51069 | Wheelchair, Tires
FDA | C54577 | Medical Device Component Or Accessory Terminology FDA CDRH | C51068 | Wheelchair, Wheels
FDA | C54577 | Medical Device Component Or Accessory Terminology FDA CDRH | C50268 | Window
FDA | C54577 | Medical Device Component Or Accessory Terminology FDA CDRH | C50269 | Wire
FDA | C54577 | Medical Device Component Or Accessory Terminology FDA CDRH | C50272 | Wiring harness
FDA | C54577 | Medical Device Component Or Accessory Terminology FDA CDRH | C50273 | Yoke
FDA | C54577 | Medical Device Component Or Accessory Terminology FDA CDRH | C49886 | Y-piece connector
FDA | C54451 | Medical Device Problem Codes FDA CDRH | C63281 | Aborted charge | Issue associated with the spontaneous ending of the charging process in relation to the apparent surface voltage present on an electrostatic recording medium. | Charge, aborted
FDA | C54451 | Medical Device Problem Codes FDA CDRH | C63036 | Accessory incompatible |  | Accessories, incompatible
FDA | C54451 | Medical Device Problem Codes FDA CDRH | C63312 | Accidental spillage | Issue associated with the unexpected flowing or pouring of liquids, gas or air substances into the environments or conditions in which the device is being used. | Spillage, accidental
FDA | C54451 | Medical Device Problem Codes FDA CDRH | C63034 | Advancement issue | Issue associated with the forward movement of the device and/or device components to an intended location.
FDA | C54451 | Medical Device Problem Codes FDA CDRH | C63311 | Air leak |  | Air leak(s)
FDA | C54451 | Medical Device Problem Codes FDA CDRH | C63309 | Alarm not visible
FDA | C54451 | Medical Device Problem Codes FDA CDRH | C63308 | Ambient noise issue | Issue associated with any undesired signal (electric or acoustic) from the environment that tends to interfere with the reception, interpretation, or processing of a signal pertinent to the device.
FDA | C54451 | Medical Device Problem Codes FDA CDRH | C63307 | Ambient temperature tissue | Issue associated with the thermal state in the immediate environment in which a device is being used.
FDA | C54451 | Medical Device Problem Codes FDA CDRH | C63306 | Application interface becomes non-functional or program exits abnormally |  | Crash or lock-up
FDA | C54451 | Medical Device Problem Codes FDA CDRH | C64349 | Application network issue | Issue associated with the deviations from documented system specifications that affects overall system performance and/or the performance of an individual device or collection of devices connected to that system.
FDA | C54451 | Medical Device Problem Codes FDA CDRH | C63032 | Application problems | Issue associated with difficulties in attaching a device to another object including another device or device component or to a patient body part.
FDA | C54451 | Medical Device Problem Codes FDA CDRH | C63305 | Application program issue | Issue associated with the requirement for software to fulfill its function within an intended use or application.
FDA | C54451 | Medical Device Problem Codes FDA CDRH | C63304 | Application program version or upgrade problem
FDA | C54451 | Medical Device Problem Codes FDA CDRH | C63042 | Application security issue | Issue associated with the acquisition of computer programming codes that can replicate and spread from one computer system to another thereby leading to damaged software, hardware and data. | Computer virus infection
FDA | C54451 | Medical Device Problem Codes FDA CDRH | C63301 | Arcing | Issue associated with arc strikes characterized by localized burn damage to a part from an arc caused by making or breaking an energized electrical circuit.
FDA | C54451 | Medical Device Problem Codes FDA CDRH | C63303 | Arcing at electrodes
FDA | C54451 | Medical Device Problem Codes FDA CDRH | C63302 | Arcing at paddles
FDA | C54451 | Medical Device Problem Codes FDA CDRH | C63300 | Artifact | Issue associated when an extrinsic agent, method or image produces any item (display, suspension etc) that is not naturally present.
FDA | C54451 | Medical Device Problem Codes FDA CDRH | C63299 | Aspiration issue
FDA | C54451 | Medical Device Problem Codes FDA CDRH | C63297 | Bacterial contamination of device |  | Contamination, bacterial¦Bacterial contamination
FDA | C54451 | Medical Device Problem Codes FDA CDRH | C64334 | Battery impedance issue
FDA | C54451 | Medical Device Problem Codes FDA CDRH | C63030 | Battery issue
FDA | C54451 | Medical Device Problem Codes FDA CDRH | C63296 | Bent | Issue associated with the change in angle of a material as a function of steadily applied forces. | Bent Material¦Bend material
FDA | C54451 | Medical Device Problem Codes FDA CDRH | C63294 | Biocompatibility issue
FDA | C54451 | Medical Device Problem Codes FDA CDRH | C63293 | Biofilm coating in device |  | Biofilm coating
FDA | C54451 | Medical Device Problem Codes FDA CDRH | C63292 | Biological environmental factor
FDA | C54451 | Medical Device Problem Codes FDA CDRH | C63290 | Bleed back
FDA | C54451 | Medical Device Problem Codes FDA CDRH | C63289 | Blockage within device or device component |  | Blockage
FDA | C54451 | Medical Device Problem Codes FDA CDRH | C63288 | Blocked connection | Issue associated with linking of device and/or device components whereby their functional units set up to provide means for a transfer of fluid, gas, or data is prevented or impeded.
FDA | C54451 | Medical Device Problem Codes FDA CDRH | C62973 | Break | Issue associated with undesired damage or breakage of those materials used in device construction. | Device breakage¦Material break
FDA | C54451 | Medical Device Problem Codes FDA CDRH | C63287 | Buckled material | Issue associated with an undesired bulge, bend, bow, kink, or wavy condition observed in the device material resulting from compressive stresses.
FDA | C54451 | Medical Device Problem Codes FDA CDRH | C63286 | Burn of device or device component | Issues associated with a discoloration or destruction as a result of thermal decomposition of the material used for the device construction. (Adapted from 10th ed. ASTM Dictionary of Engineering Science and Technology D3918, D20 page 77.) | Burn¦Burnt¦Burned
FDA | C54451 | Medical Device Problem Codes FDA CDRH | C62972 | Burst | Issue associated with an undesired open breakage in the materials that are used in device construction. | Material burst
FDA | C54451 | Medical Device Problem Codes FDA CDRH | C63285 | Calcified | Issue associated with the gradual decrease in the efficiency of the device comprising material(s) impregnated with calcium salts and deposition of calcareous material. | Calcification¦Calcified material
FDA | C54451 | Medical Device Problem Codes FDA CDRH | C63284 | Calibration error |  | Miscalibration
FDA | C54451 | Medical Device Problem Codes FDA CDRH | C63028 | Calibration issue | Issue associated with the comparison of a measurement system or device of unverified accuracy to a measurement system or device of unknown and greater accuracy, to detect and correct any variation from required performance specifications of the measurement of the system or device.
FDA | C54451 | Medical Device Problem Codes FDA CDRH | C63283 | Capacitive coupling
FDA | C54451 | Medical Device Problem Codes FDA CDRH | C63027 | Capturing issue | Issue associated with the inability of device and/or device components to achieve successful depolarization and contraction of a cardiac chamber caused by a pacemaker output pulse.
FDA | C54451 | Medical Device Problem Codes FDA CDRH | C63282 | Changes in ambient temperature in device environment |  | Ambient temperature, changes in
FDA | C54451 | Medical Device Problem Codes FDA CDRH | C63026 | Charging issue | Issue associated with the inability of device and/or device components to successfully charge an electrical source.
FDA | C54451 | Medical Device Problem Codes FDA CDRH | C63279 | Charred
FDA | C54451 | Medical Device Problem Codes FDA CDRH | C62945 | Chemical issue | Issue associated with any deviations from device documented performance specifications relating to any chemical characterization, i.e., element, compound, or mixture.
FDA | C54451 | Medical Device Problem Codes FDA CDRH | C63278 | Chemical spillage | Issue associated with unintentional pouring out or releasing of chemical substances.
FDA | C54451 | Medical Device Problem Codes FDA CDRH | C63277 | Circuit Failure | Issue associated with the electrical network paths on a physical medium, e.g. a circuit board where the signals fail to be conducted across two or more connected points.
FDA | C54451 | Medical Device Problem Codes FDA CDRH | C63276 | Cleaning disinfecting or sterilization problem during device use | Issue associated with the undesired introduction of impurities to a device, or the insufficient removal of any visible soil, foreign material or organism deposits on the external surfaces, crevices, and joints of a device by a mechanical and/or manual process intended to render the device sterile, safe for handling, and/or for further processes to decontaminate.
FDA | C54451 | Medical Device Problem Codes FDA CDRH | C63275 | Clumping in device or device ingredient | Issue associated with the aggregation of particles, such as bacteria, into irregular masses. | Clumping
FDA | C54451 | Medical Device Problem Codes FDA CDRH | C63274 | Coagulation in device or device ingredient | Issue associated with the undesired characterization of congealing, solidifying, thickening, curdling. | Coagulation
FDA | C54451 | Medical Device Problem Codes FDA CDRH | C63273 | Coiled
FDA | C54451 | Medical Device Problem Codes FDA CDRH | C63272 | Collapse | Issue associated with the buckling or crushing of material from external forces.
FDA | C54451 | Medical Device Problem Codes FDA CDRH | C63271 | Communication or transmission issue | Issue associated with any deviations from device documented performance specifications relating to the signal structures and information exchanges between integrated circuits and terminal interfaces both intra and interoperationally.
FDA | C54451 | Medical Device Problem Codes FDA CDRH | C63153 | Component falling | Issue associated with an undesirable descent of a device component due to the force of gravity, usually from a higher to a lower level, usually the ground or floor. | Component(s) falling
FDA | C54451 | Medical Device Problem Codes FDA CDRH | C63022 | Component incompatible |  | Component(s), incompatible
FDA | C54451 | Medical Device Problem Codes FDA CDRH | C63021 | Component missing | Issue associated with the absence of any part, substance, software, hardware, or raw material that is designed to be put together as part of the finished device or product. | Components, missing
FDA | C54451 | Medical Device Problem Codes FDA CDRH | C63020 | Component or accessory incompatibility | Issue associated with the incompatibility of any device and/or device components while being operated in the same use environment thereby leading to a dysfunction between the device and its components.
FDA | C54451 | Medical Device Problem Codes FDA CDRH | C63270 | Computer operating system issue | Issue associated with the machinery operating system, a collection of software, firmware, and hardware elements that control the execution of computer programs and provides such services as computer resource allocation, job control, input/output control, and file management in a computer system.
FDA | C54451 | Medical Device Problem Codes FDA CDRH | C63269 | Computer software issue | Issue associated with any deviations from device documented performance specifications relating to written programs, codes, and/or software system that provide a capability to satisfy a stated need or objective which combines with one or more of the following: installation, software components, process, hardware, facilities and people. | Computer software error
FDA | C54451 | Medical Device Problem Codes FDA CDRH | C64348 | Computer system security issue
FDA | C54451 | Medical Device Problem Codes FDA CDRH | C63267 | Confusing instruction for device use | Issue associated with users being unclear and not able to follow any written, printed, or graphic matter that is affixed to a medical device or its containers, wrappers; with any matter that accompanies a medical device including verbal instructions related to identification, technical description and use of the medical device provided by the device manufactures that vary from the standard of medical care in a given environment.
FDA | C54451 | Medical Device Problem Codes FDA CDRH | C62952 | Connection issue | Issue associated with linking of device and/or device components and/or the functional units set up to provide means for a transfer of fluid, gas, or data.
FDA | C54451 | Medical Device Problem Codes FDA CDRH | C63018 | Contamination during use | Issue associated with the undesired introduction of impurities either chemical or microbiological in nature, or of foreign matter into or onto the raw material or during production, sampling, packaging or repackaging, during transport or during use of the device. | Contamination
FDA | C54451 | Medical Device Problem Codes FDA CDRH | C63265 | Continuous firing | Issue associated with the excessive production of electrical impulses over a period.
FDA | C54451 | Medical Device Problem Codes FDA CDRH | C63263 | Corrosion | Issue associated with the chemical or electrochemical reaction between materials, usually a metal and its environment that produces a deterioration of the metal and its properties. | Corrode¦Corroded
FDA | C54451 | Medical Device Problem Codes FDA CDRH | C62971 | Crack | Issue associated with an undesired separation and/or a visible opening along the length or width in the materials that are used in device construction. | Material crack¦Crack(s)
FDA | C54451 | Medical Device Problem Codes FDA CDRH | C63261 | Cross reactivity | Issue associated with the degree to which an antibody or antigen participates in cross reactions.
FDA | C54451 | Medical Device Problem Codes FDA CDRH | C63260 | Cut in material |  | Cut¦Cut(s)
FDA | C54451 | Medical Device Problem Codes FDA CDRH | C63258 | Data back-up problem | Issue associated with problems relating to a system, component, file, procedure, or person available to replace or help restore a primary item in the event of a failure or externally caused disaster.
FDA | C54451 | Medical Device Problem Codes FDA CDRH | C63257 | Data corrupted
FDA | C54451 | Medical Device Problem Codes FDA CDRH | C67508 | Date-related problem, not year 2000 (Y2K) | Issue associated with programming of calendar dates and/or time as a factor in the operation of a medical device.
FDA | C54451 | Medical Device Problem Codes FDA CDRH | C63256 | Decoupling | Issue associated with the device and/or device components being un-associated in such a way that fluid, gas, power or signal information may not be transferred from one to another.
FDA | C54451 | Medical Device Problem Codes FDA CDRH | C63255 | Decrease in pressure |  | Pressure, decrease in
FDA | C54451 | Medical Device Problem Codes FDA CDRH | C63254 | Decrease in suction | Issue associated with the removal by suction of excess fluid or gas from a body cavity. | Aspiration, incomplete¦Incomplete aspiration¦Suction, decrease in
FDA | C54451 | Medical Device Problem Codes FDA CDRH | C63252 | Decreased pump speed |  | Pump speed, decreased
FDA | C54451 | Medical Device Problem Codes FDA CDRH | C63253 | Decreased sensitivity |  | Sensitivity, decreased
FDA | C54451 | Medical Device Problem Codes FDA CDRH | C63251 | Defective Alarm |  | Alarm, defective
FDA | C54451 | Medical Device Problem Codes FDA CDRH | C63023 | Defective component | Issue associated with a device component having flaws of dimensional deviations greater than acceptable for the intended use. | Components, defective
FDA | C54451 | Medical Device Problem Codes FDA CDRH | C63250 | Defective item | Issue associated with having flaws or dimensional deviations greater than acceptable for the intended use of the device. | Device, defective
FDA | C54451 | Medical Device Problem Codes FDA CDRH | C63249 | Deflation issue | Issue associated with the inability of device and/or device components to release gas or air. | Deflation difficulties
FDA | C54451 | Medical Device Problem Codes FDA CDRH | C62970 | Degraded | Issue associated with a deleterious change in the chemical structure, physical properties, or appearance in the materials that are used in device construction. | Material degradation
FDA | C54451 | Medical Device Problem Codes FDA CDRH | C63247 | Delayed alarm |  | Alarm, delayed
FDA | C54451 | Medical Device Problem Codes FDA CDRH | C63280 | Delayed charge time |  | Charge times, delayed
FDA | C54451 | Medical Device Problem Codes FDA CDRH | C63014 | Delivered as unsterile product | Issue associated with the delivery of a device and/or device component that has any viable organism, either active or dormant, thereby compromising the device's sterility. | Nonsterility
FDA | C54451 | Medical Device Problem Codes FDA CDRH | C63246 | Delivery system failure
FDA | C54451 | Medical Device Problem Codes FDA CDRH | C63245 | Dent in material |  | Dent
FDA | C54451 | Medical Device Problem Codes FDA CDRH | C63013 | Deployment issue | Issue associated with any deviations from device documented performance specifications relating to the sequence of events for activation and positioning of a module to a specific location, e.g. for interventional stenting, optimal deployment can be defined as the stent being fully opened along the length of the stent and embedded in the arterial tissue or pathology.
FDA | C54451 | Medical Device Problem Codes FDA CDRH | C63243 | Detachment of device component |  | Component(s), detachment of¦Device component detached
FDA | C54451 | Medical Device Problem Codes FDA CDRH | C63242 | Detachment of device or device component | Issue associated with the separation of the device and/or device components from its physical construct, integrity, or chassis. | Device or device component detached
FDA | C54451 | Medical Device Problem Codes FDA CDRH | C63037 | Device abrasion from instrument or another object |  | Abrasion from instrument/object
FDA | C54451 | Medical Device Problem Codes FDA CDRH | C63033 | Device alarm system issue | Issue associated with electrical equipment or a system that detects alarm conditions (a state of the alarm system when it has determined that a potential or actual hazard exists) and, as appropriate, generates alarm signals. | Alarm, failure to¦Alarm failure
FDA | C54451 | Medical Device Problem Codes FDA CDRH | C63024 | Device clogged |  | Clogged
FDA | C54451 | Medical Device Problem Codes FDA CDRH | C63017 | Device Contamination with biological material
FDA | C54451 | Medical Device Problem Codes FDA CDRH | C63016 | Device contamination with blood or blood product |  | Blood contaminated device
FDA | C54451 | Medical Device Problem Codes FDA CDRH | C63015 | Device damaged prior to use |  | Damage, internal/external¦Item damaged prior to use¦Damaged item
FDA | C54451 | Medical Device Problem Codes FDA CDRH | C63010 | Device difficult to prepare | Issue associated with the use of the device in terms of user experiencing difficulty in preparing the device for use, even if the operation is being performed according to labeled instructions for use. | Prep, difficult to
FDA | C54451 | Medical Device Problem Codes FDA CDRH | C63008 | Device disinfection or sterilization issue
FDA | C54451 | Medical Device Problem Codes FDA CDRH | C63004 | Device emits odor
FDA | C54451 | Medical Device Problem Codes FDA CDRH | C62998 | Device expiration issue | Issue associated with the use beyond the expected maximum period of useful life as defined by the manufacturers. | Expiration date exceeded
FDA | C54451 | Medical Device Problem Codes FDA CDRH | C62984 | Device flammable |  | Flammable
FDA | C54451 | Medical Device Problem Codes FDA CDRH | C62982 | Device ingredient or reagent issue
FDA | C54451 | Medical Device Problem Codes FDA CDRH | C62979 | Device inoperable | Issue associated with the device being in a nonfunctional or inoperable state and cannot be used unless the causes of the inoperability are located and fixed. | Device, inoperable
FDA | C54451 | Medical Device Problem Codes FDA CDRH | C62996 | Device Issue |  | Malfunction¦Device failure
FDA | C54451 | Medical Device Problem Codes FDA CDRH | C62977 | Device maintenance issue | Issue associated with deficient device servicing. | Maintain, failure to
FDA | C54451 | Medical Device Problem Codes FDA CDRH | C62975 | Device marking unclear | Issue associated with the clarity of any written, printed or graphic material that is affixed to a medical device or any of its containers or wrappers or accompanying the device including verbal instructions, relating to identification, technical description, and usage which are provided by the device manufacturers.
FDA | C54451 | Medical Device Problem Codes FDA CDRH | C62976 | Device markings issue
FDA | C54451 | Medical Device Problem Codes FDA CDRH | C62974 | Device markings worn out | Issue associated with the aging or wear of any written, printed or graphic material that is affixed to a medical device or any of its containers or wrappers or accompanying the device including verbal instructions, relating to identification, technical description, and usage which are provided by the device manufacturers.
FDA | C54451 | Medical Device Problem Codes FDA CDRH | C62957 | Device misassembled during manufacturing or shipping
FDA | C54451 | Medical Device Problem Codes FDA CDRH | C62955 | Device operates differently than expected | Issue associated with any deviations from documented performance specifications relating to device use in terms of unmet user needs or expectations while operating and using the device.
FDA | C54451 | Medical Device Problem Codes FDA CDRH | C62954 | Device operational issue | Issue associated with any deviations from specifications relating to device operations in terms of, deployment, connection, electrical, computer software, infusion/flow, output, protective-measure, and incompatibility issues.
FDA | C54451 | Medical Device Problem Codes FDA CDRH | C62951 | Device or device component damaged by another device | Issue associated with the mechanical action of one material scratching and grinding another material between two or more devices.
FDA | C54451 | Medical Device Problem Codes FDA CDRH | C64341 | Device or device component incrementation issue
FDA | C54451 | Medical Device Problem Codes FDA CDRH | C63038 | Device or device fragments location unknown |  | Device/device fragments, unknown location of
FDA | C54451 | Medical Device Problem Codes FDA CDRH | C62946 | Device or device fragments remain in patient | Issue associated with the inability to retrieve device and/or device fragments during medical procedures.
FDA | C54451 | Medical Device Problem Codes FDA CDRH | C63240 | Device packaging compromised | Issue associated with the non-conformance to device specifications and minimum packaging requirements as the device may not be operating and functioning as intended.
FDA | C54451 | Medical Device Problem Codes FDA CDRH | C62938 | Device performance issue | Issue associated with the published instructions and requirements set forth by the device manufacturers for the procedures, methods, and techniques to use the designed equipment or systems. | Performance
FDA | C54451 | Medical Device Problem Codes FDA CDRH | C62931 | Device remains activated | Issue associated with the occurrence of a signal line making a transition from its inactivated state to its active state and remains in this state when it is not expected to.
FDA | C54451 | Medical Device Problem Codes FDA CDRH | C63238 | Device sensing issue | Issue associated with device features that are designed to respond to a physical stimulus (temperature, illumination, motion, cardiac rhythms) that do not transmit a resulting signal for interpretation or measurement.
FDA | C54451 | Medical Device Problem Codes FDA CDRH | C62927 | Device setting does not match patient condition | Issue associated with deviations from device-device documented performance specifications relating to device use in terms of the mismatch between the device setting parameters and the patient anatomical and/or physiological characteristics.
FDA | C54451 | Medical Device Problem Codes FDA CDRH | C62924 | Device stops intermittently | Issue associated with any deviation from device document specification relating to the irregular rate at which the device stops.
FDA | C54451 | Medical Device Problem Codes FDA CDRH | C62920 | Device unsafe to use in environment
FDA | C54451 | Medical Device Problem Codes FDA CDRH | C63236 | Device-device incompatibility | Issue associated with the incompatibility of two or more devices while being operated in the same use environment thereby leading to a dysfunction of more than one device.
FDA | C54451 | Medical Device Problem Codes FDA CDRH | C63035 | Difficult or delayed activation |  | Activation, difficult /delayed¦Activation, difficult or delayed
FDA | C54451 | Medical Device Problem Codes FDA CDRH | C63235 | Difficult to advance | Issue associated with the difficulty to see a forward movement of the device and/or device components to an intended location.
FDA | C54451 | Medical Device Problem Codes FDA CDRH | C63244 | Difficult to deploy | Issue associated with users experiencing difficulty or uneasiness to deploy device and/or device components to a specified location. | Deploy, difficult to
FDA | C54451 | Medical Device Problem Codes FDA CDRH | C63317 | Difficult to flush |  | Flush, difficult to
FDA | C54451 | Medical Device Problem Codes FDA CDRH | C63234 | Difficult to fold or unfold | Issue associated with the use of the device in terms of user experiencing difficulty to close or to spread out/extend length of a device, even if the operation is being performed according to labeled instructions for use. | Fold, difficult to
FDA | C54451 | Medical Device Problem Codes FDA CDRH | C63233 | Difficult to insert | Issue associated with the use of the device in terms of user experiencing difficulty to introduce or to intervene with a device and/or device components, even if the operation is being performed according to labeled instructions for use. | Insertion difficulties
FDA | C54451 | Medical Device Problem Codes FDA CDRH | C63232 | Difficult to interrogate | Issue associated with difficulty of a transponder system to trigger a response. | Interrogate, difficult to
FDA | C54451 | Medical Device Problem Codes FDA CDRH | C63012 | Difficult to open or close | Issue associated with the use of the device in terms of user experiencing difficulty opening and closing the device, even if the operation is being performed according to labeled instructions for use.
FDA | C54451 | Medical Device Problem Codes FDA CDRH | C63231 | Difficult to open or remove packaging material | Issue associated with difficulty for end-users to operate device, specifically as it relates to the opening or removal of the outer wrapping.
FDA | C54451 | Medical Device Problem Codes FDA CDRH | C63230 | Difficult to position | Issue associated with the use of the device in terms of user experiencing difficulty to put device and/or device components in place, even if the operation is being performed according to labeled instructions for use. | Positioning difficulties
FDA | C54451 | Medical Device Problem Codes FDA CDRH | C64339 | Difficult to program |  | Program, difficult to
FDA | C54451 | Medical Device Problem Codes FDA CDRH | C63228 | Difficult to remove | Issue associated with the use of the device in terms of user experiencing difficulty to take out or get rid of a device and/or device components, even if the operation is being performed according to labeled instructions for use. | Removal difficulties
FDA | C54451 | Medical Device Problem Codes FDA CDRH | C63009 | Difficult to use or set up | Issue associated with any deviations from device documented performance specifications relating to device use in terms of users experiencing difficulty in setting up, preparing and/or using the device.
FDA | C54451 | Medical Device Problem Codes FDA CDRH | C63226 | Difficult to wedge | Issue associated with the use of the device in terms of user experiencing difficulty to mold into a triangular cross-section of device and/or device components, even if the operation is being performed according to labeled instructions for use. | Wedge, difficult to
FDA | C54451 | Medical Device Problem Codes FDA CDRH | C63225 | Disassembly
FDA | C54451 | Medical Device Problem Codes FDA CDRH | C63223 | Disconnection | Issue associated with the linking of device and/or device components having a sufficient open space to prevent gas, liquid or electrical current flow between connectors. | Broken Connection¦Disconnect
FDA | C54451 | Medical Device Problem Codes FDA CDRH | C62950 | Dislodged or dislocated | Issue associated with mechanical force that displaces device and/or device components from an intended location. | Dislocated¦Dislodged
FDA | C54451 | Medical Device Problem Codes FDA CDRH | C63221 | Display misread | Issue associated with not correctly reading the patient or test result information provided by the device.
FDA | C54451 | Medical Device Problem Codes FDA CDRH | C63220 | Dose calculation error due to software problem |  | Dose calculation error
FDA | C54451 | Medical Device Problem Codes FDA CDRH | C63219 | Dull
FDA | C54451 | Medical Device Problem Codes FDA CDRH | C63007 | Electrical issue | Issue associated with any deviations from device documented performance specifications relating to electrical processes of a device and/or device components that have an applied part or transferred energy to and from the patient or detect such energy transfer to or from the patient. | Device electrical issue¦Electrical failure
FDA | C54451 | Medical Device Problem Codes FDA CDRH | C63218 | Electrical overstress | Issue associated with an electrical activity that exceeded the specified threshold limit of the internal integrated circuitry.
FDA | C54451 | Medical Device Problem Codes FDA CDRH | C63217 | Electrical power problem | Issue associated with the power supply or electrical energy, including batteries that provide power for the parent device or power to run auxiliary functions, e.g., alarms or memory.
FDA | C54451 | Medical Device Problem Codes FDA CDRH | C63006 | Electrical resistance issue | Issue associated with the occurrence at which the ratio of voltage applied to a current flowing in a body, i.e., resistance, neglects capacitative and inductive effects.
FDA | C54451 | Medical Device Problem Codes FDA CDRH | C63216 | Electrical shorting
FDA | C54451 | Medical Device Problem Codes FDA CDRH | C63215 | Electromagnetic compatibility issue | Issue associated with the ability of a system to function in its electromagnetic environment without introducing intolerable disturbances to anything in its environment.
FDA | C54451 | Medical Device Problem Codes FDA CDRH | C63214 | Electro-magnetic interference (EMI) | Issue associated with a measure of electromagnetic radiation from equipment. | EMI
FDA | C54451 | Medical Device Problem Codes FDA CDRH | C63005 | Electronic property issue | Issue associated with any deviations from device documented performance specifications relating to devices, circuits, or systems utilizing electrons and in association with components to convert, control and condition of electric power (alternating or direct current), and of voltage and current.
FDA | C54451 | Medical Device Problem Codes FDA CDRH | C63213 | Electro-static discharge | Issue associated with the discharge of electricity between two bodies previously electrically charged.
FDA | C54451 | Medical Device Problem Codes FDA CDRH | C63212 | Emergency power failure
FDA | C54451 | Medical Device Problem Codes FDA CDRH | C63001 | Energy output to patient tissue incorrect
FDA | C54451 | Medical Device Problem Codes FDA CDRH | C63000 | Energy spectrum incorrect
FDA | C54451 | Medical Device Problem Codes FDA CDRH | C63210 | Entrapment of device or device component | Issue associated with the device and/or device accessories caught within patient vasculature or tissue. | Entrapment
FDA | C54451 | Medical Device Problem Codes FDA CDRH | C63209 | Environmental control or utility issue | Issue associated with the surrounding conditions in which the device is being used such as temperature, noise, lighting, ventilation, or other external factors such as power supply.
FDA | C54451 | Medical Device Problem Codes FDA CDRH | C63207 | Erratic display |  | Display, erratic
FDA | C54451 | Medical Device Problem Codes FDA CDRH | C63205 | Error message given | Issue associated with device providing messages relating to any deviations from documented performance specifications in software, hardware, and/or user interface.
FDA | C54451 | Medical Device Problem Codes FDA CDRH | C63204 | Escape
FDA | C54451 | Medical Device Problem Codes FDA CDRH | C62882 | Excess flow or overinfusion |  | Overinfusion¦Overdelivery
FDA | C54451 | Medical Device Problem Codes FDA CDRH | C63202 | Excessive cooling | Issue associated with device or device part overcool in device active (working) or/and non-active (non-working) states. The concept does not refer to the problem resulted from ambient temperature.
FDA | C54451 | Medical Device Problem Codes FDA CDRH | C63201 | Excessive manipulation | Issue associated with the use of the device in terms of exceeding mechanical and operational techniques as being non-conforming to the device's intended use, specifications, procedure and process or service instructions and information provided by the device manufacturers.
FDA | C54451 | Medical Device Problem Codes FDA CDRH | C63200 | Exit block | Issue associated with the identification of a conduction delay or failure immediately distal to a pacemaker site.
FDA | C54451 | Medical Device Problem Codes FDA CDRH | C62999 | Expiration date error | Issue associated with the erroneous notion that the device has exceeded its effective use-life under proper facility storage and handling conditions.
FDA | C54451 | Medical Device Problem Codes FDA CDRH | C62808 | Facilities issue | Issue associated with the physical establishment and environment in which medical devices are used. | User facility issue
FDA | C54451 | Medical Device Problem Codes FDA CDRH | C63199 | Fail-safe design failure | Issue associated with the stated condition that the equipment will contain self-checking features, which will cause a function to cease in case of failure, malfunction, or drifting out of tolerance.
FDA | C54451 | Medical Device Problem Codes FDA CDRH | C62997 | Fail-safe mechanism issue
FDA | C54451 | Medical Device Problem Codes FDA CDRH | C62989 | Failure of device to self-test | Issue associated with the incapability to perform any procedural examination by itself prior to use.
FDA | C54451 | Medical Device Problem Codes FDA CDRH | C63198 | Failure to advance | Issue associated with the inability to see a forward movement of the device and/or device components to an intended location. | Advance, failure to
FDA | C54451 | Medical Device Problem Codes FDA CDRH | C63197 | Failure to align | Issue associated with a circuit, equipment, or system whereby its functions fail to be properly synchronized or its relative positions properly oriented. | Align, failure to
FDA | C54451 | Medical Device Problem Codes FDA CDRH | C63196 | Failure to analyze rhythm |  | Rhythm, failure to analyze¦Failure to diagnose rhythm¦Rhythm, failure to diagnose
FDA | C54451 | Medical Device Problem Codes FDA CDRH | C62995 | Failure to auto stop | Issue associated with the inability of a device to turn itself off when the device is not in an operable condition.
FDA | C54451 | Medical Device Problem Codes FDA CDRH | C63195 | Failure to back-up | Issue associated with the inability to backup or to retrieve a backed up version (corrupted file) of device data or system files. | Back-up, failure to
FDA | C54451 | Medical Device Problem Codes FDA CDRH | C62994 | Failure to calibrate | Issue associated with the performance of the device to assure it complies with the appropriate specifications for precision and conforms to device standards. | Calibrate, failure to
FDA | C54451 | Medical Device Problem Codes FDA CDRH | C62993 | Failure to capture | Issue associated with the failure to achieve effective and consistent depolarization of the heart resulting from the electrical stimulus of the pacemaker. | Capture, failure to
FDA | C54451 | Medical Device Problem Codes FDA CDRH | C63193 | Failure to charge | Issue associated with failure to register charge immediately after charging in relation to the apparent surface voltage present on an electrostatic recording medium. | Charge, failure to
FDA | C54451 | Medical Device Problem Codes FDA CDRH | C63192 | Failure to charge shock capacitors | Issue associated with the failure to convert electric energy into chemical energy within the cell or battery, (in shock capacitators). Note: this restoration of the active materials is accomplished by maintaining a unidirectional current in the cell or battery in the opposite direction to that during discharge; a cell or battery that is said to be charged is understood to be fully charged.
FDA | C54451 | Medical Device Problem Codes FDA CDRH | C63191 | Failure to conduct | Issue associated with the inability of a device and/or device components to allow a current of electricity to pass or to conduct electricity continuously along an electrical path. | Conduct, failure to
FDA | C54451 | Medical Device Problem Codes FDA CDRH | C63190 | Failure to convert rhythm |  | Rhythm, failure to convert
FDA | C54451 | Medical Device Problem Codes FDA CDRH | C63189 | Failure to convert to back-up |  | Back-up, failure to convert to
FDA | C54451 | Medical Device Problem Codes FDA CDRH | C63188 | Failure to cut |  | Cut, failure to
FDA | C54451 | Medical Device Problem Codes FDA CDRH | C63187 | Failure to cycle | Issue associated with the occurrence of total time used to carry out a complete sequence of operations fails. | Cycle, failure to
FDA | C54451 | Medical Device Problem Codes FDA CDRH | C63186 | Failure to deliver |  | Deliver, failure to
FDA | C54451 | Medical Device Problem Codes FDA CDRH | C63185 | Failure to deliver countershock | Issues associated with the effective electromotive force within a system that fails to oppose the passage of current in a specified direction. | Countershock, failure to deliver¦Failure to countershock
FDA | C54451 | Medical Device Problem Codes FDA CDRH | C63184 | Failure to deliver energy |  | Energy, failure to deliver
FDA | C54451 | Medical Device Problem Codes FDA CDRH | C63183 | Failure to deploy | Issue associated with the inability of device and/or device components to be activated and positioned in a specified location. | Deploy, failure to
FDA | C54451 | Medical Device Problem Codes FDA CDRH | C63182 | Failure to diagnose rhythm |  | Rhythm, failure to diagnose
FDA | C54451 | Medical Device Problem Codes FDA CDRH | C63181 | Failure to discharge | Issue associated with the failure to see a discontinuous movement of electrical charges through an insulating medium, initiated by electron avalanches and supplemented by secondary processes. | Discharge, failure to
FDA | C54451 | Medical Device Problem Codes FDA CDRH | C63180 | Failure to disconnect | Issue associated with the linking of device and/or device components whereby the functional units set up to provide means for a transfer of liquid, gas, electricity, or information do not come apart, or disconnect, when expected. | Disconnect, failure to
FDA | C54451 | Medical Device Problem Codes FDA CDRH | C63179 | Failure to disinfect |  | Disinfect, failure to¦Disinfection, inadequate/improper
FDA | C54451 | Medical Device Problem Codes FDA CDRH | C63178 | Failure to dry |  | Dry, failure to
FDA | C54451 | Medical Device Problem Codes FDA CDRH | C63177 | Failure to fire |  | Fire, failure to
FDA | C54451 | Medical Device Problem Codes FDA CDRH | C63176 | Failure to flush |  | Flush, failure to
FDA | C54451 | Medical Device Problem Codes FDA CDRH | C63175 | Failure to fold |  | Fold, failure to
FDA | C54451 | Medical Device Problem Codes FDA CDRH | C64328 | Failure to form staple
FDA | C54451 | Medical Device Problem Codes FDA CDRH | C63174 | Failure to infuse |  | Infuse, failure to
FDA | C54451 | Medical Device Problem Codes FDA CDRH | C63173 | Failure to interrogate | Issue associated with the inability of a device and/or device components to interrogate by radar, by signal, or by a combination of signals necessary to trigger a response via transmitter and receiver interrogating system. | Interrogate, failure to
FDA | C54451 | Medical Device Problem Codes FDA CDRH | C63172 | Failure to obtain samples |  | Samples, failure to obtain
FDA | C54451 | Medical Device Problem Codes FDA CDRH | C63171 | Failure to osseointegrate | Issue associated with the failure to see direct anchorage of an implant by the formation of bony tissue around the implant without the growth of fibrous tissue at the bone-implant interface. | Osseointegrate, failure to
FDA | C54451 | Medical Device Problem Codes FDA CDRH | C63170 | Failure to override rhythm |  | Rhythm, failure to override
FDA | C54451 | Medical Device Problem Codes FDA CDRH | C63169 | Failure to pace or properly pace | Issue associated with the inability of device and/or device components to generate a therapeutic simulated heart beat via electrical impulses once arrhythmia is detected. | Pace, failure to
FDA | C54451 | Medical Device Problem Codes FDA CDRH | C62992 | Failure to power-up |  | Power-up, failure to
FDA | C54451 | Medical Device Problem Codes FDA CDRH | C63168 | Failure to prepare device | Issue associated with the use of device characterized by unsuccessful attempts to make the device ready for use. | Prep, failure to
FDA | C54451 | Medical Device Problem Codes FDA CDRH | C63167 | Failure to prime |  | Prime, failure to
FDA | C54451 | Medical Device Problem Codes FDA CDRH | C63166 | Failure to program |  | Program, failure to
FDA | C54451 | Medical Device Problem Codes FDA CDRH | C63165 | Failure to pump |  | Pump, failure to
FDA | C54451 | Medical Device Problem Codes FDA CDRH | C63164 | Failure to read input signal |  | Input signal, failure to read
FDA | C54451 | Medical Device Problem Codes FDA CDRH | C63241 | Failure to recalibrate |  | Recalibrate, failure to
FDA | C54451 | Medical Device Problem Codes FDA CDRH | C63163 | Failure to remove enzymatic cleaner |  | Enzymatic cleaner, failure to remove
FDA | C54451 | Medical Device Problem Codes FDA CDRH | C62991 | Failure to reset |  | Reset, failure to
FDA | C54451 | Medical Device Problem Codes FDA CDRH | C63162 | Failure to run on AC/DC |  | AC/DC, failure to run on
FDA | C54451 | Medical Device Problem Codes FDA CDRH | C62990 | Failure to run on portable mode |  | Portable mode, failure to run on
FDA | C54451 | Medical Device Problem Codes FDA CDRH | C63161 | Failure to select signal |  | Signal, failure to select
FDA | C54451 | Medical Device Problem Codes FDA CDRH | C63160 | Failure to sense | Issue associated with the failure of a device designed to respond to a physical stimulus (as temperature, illumination, motion) to transmit a resulting signal for interpretation or measurement. | Sensing, none
FDA | C54451 | Medical Device Problem Codes FDA CDRH | C63159 | Failure to separate | Issue associated with the inability of device and/or device components to become fully detached or broken from a mounted system, e.g., in interventional stenting procedures, the stent, once delivered to the correct and intended location, will normally deploy and separate from its mounting apparatus. | Separate, failure to
FDA | C54451 | Medical Device Problem Codes FDA CDRH | C62928 | Failure to service | Issue associated with the lack of periodic manufacturing service for checks of basic operation, maintenance, and fault finding. | Service, failure to
FDA | C54451 | Medical Device Problem Codes FDA CDRH | C63158 | Failure to shock or properly shock | Issue associated with the inability of device and/or device components to provide a short duration of high force or high energy to a target location. | Shock, failure to deliver
FDA | C54451 | Medical Device Problem Codes FDA CDRH | C62988 | Failure to shut off
FDA | C54451 | Medical Device Problem Codes FDA CDRH | C63157 | Failure to spike | Issue associated with the distortion in the form of a pulse waveform of relatively short duration superimposed on an otherwise regular or desired pulse waveform. | Spike, failure to
FDA | C54451 | Medical Device Problem Codes FDA CDRH | C63156 | Failure to sterilize |  | Sterilization, inadequate¦Sterilization failure
FDA | C54451 | Medical Device Problem Codes FDA CDRH | C63155 | Failure to transmit record |  | Record, failure to transmit
FDA | C54451 | Medical Device Problem Codes FDA CDRH | C62949 | Failure to unfold or unwrap | Issue associated with the comprising materials' deformation in that a device fails to open its wrapping or open/extend to a certain fashion or form i.e. balloon or lens. | Difficult to unfold or unwrap
FDA | C54451 | Medical Device Problem Codes FDA CDRH | C63154 | Failure to unwrap | Issue associated with problems removing the materials used to construct the cover or outer wrapping of the device. | Unwrap, failure to
FDA | C54451 | Medical Device Problem Codes FDA CDRH | C62987 | Failure to zero |  | Zero, failure to
FDA | C54451 | Medical Device Problem Codes FDA CDRH | C63152 | False alarm | Issue associated with device providing incorrect alarm warning or alert to user. | Alarm, false
FDA | C54451 | Medical Device Problem Codes FDA CDRH | C63151 | False claim in device label | Issue associated with any written, printed, or graphic matter that is affixed to a medical device or its containers, wrappers; with any matter that accompanies a medical device including verbal instructions related to identification, technical description and use of the medical device provided by the device manufactures that vary from the standard of medical care in a given environment, are inaccurate, and lack supporting data. Note that labeling can also include DVDs, discs, websites provided by device manufacturers. | False claim
FDA | C54451 | Medical Device Problem Codes FDA CDRH | C63150 | False device output |  | False output
FDA | C54451 | Medical Device Problem Codes FDA CDRH | C63149 | False negative result | Issue associated with the device incorrectly reporting that something has not been detected and misleads the operator into not taking certain actions when action should be taken. | False-negative test result
FDA | C54451 | Medical Device Problem Codes FDA CDRH | C63147 | False positive result | Issue associated with the device incorrectly reporting that something has been detected and misleads the operator to take certain actions. | False-positive test result
FDA | C54451 | Medical Device Problem Codes FDA CDRH | C63145 | False reading from device non-compliance | Issue associated with the non-compliance of the device to meet its specific performance characteristics thereby causing a false reading. | False readings
FDA | C54451 | Medical Device Problem Codes FDA CDRH | C63144 | Filling problem | Issue associated with the application of a material into a physical volume, e.g., tubing of an infusion pump or balloon catheter of an air pump.
FDA | C54451 | Medical Device Problem Codes FDA CDRH | C62986 | Filtration issue | Issue associated with the process of passing a substance through a porous medium, e.g., a blood clot filter for the removal of suspended matter.
FDA | C54451 | Medical Device Problem Codes FDA CDRH | C63143 | Fire | Issue associated with destructive burning or combustion of inflammable materials as manifested by any or all of the following: light, flame, heat, smoke.
FDA | C54451 | Medical Device Problem Codes FDA CDRH | C63142 | Fitting problem | Issue associated with the connection of device and/or device components whereby channels, switching systems, and other functional units set up to provide means for a transfer of liquid, gas, electricity, or information do not match or fit. | Fitting problems
FDA | C54451 | Medical Device Problem Codes FDA CDRH | C63141 | Flaked | Issue associated with the detachment of small pieces of the coating film of a material. | Flaking¦Flaked material
FDA | C54451 | Medical Device Problem Codes FDA CDRH | C63140 | Flare or flash | Issue associated with device-related burn with an unsteady flame.
FDA | C54451 | Medical Device Problem Codes FDA CDRH | C63139 | Flashpoint threshold met | Issue associated with approaching certain temperatures at which a combustible liquid ignites.
FDA | C54451 | Medical Device Problem Codes FDA CDRH | C63137 | Fluid leak |  | Fluid leak(s)
FDA | C54451 | Medical Device Problem Codes FDA CDRH | C63135 | Fogging | Issue associated with the visibility of water vapor in the immediate atmosphere in which the device is being used.
FDA | C54451 | Medical Device Problem Codes FDA CDRH | C63134 | Folded |  | Fold
FDA | C54451 | Medical Device Problem Codes FDA CDRH | C63133 | Foreign material present in device | Issue associated with the presence of materials, which are not part of the documented device specifications and requirements. | Foreign material
FDA | C54451 | Medical Device Problem Codes FDA CDRH | C63132 | Fracture | Issue associated with any mechanical discontinuity in the material; it therefore is the collective term for joints, faults, cracks, etc. | Fracture(s) of device/material
FDA | C54451 | Medical Device Problem Codes FDA CDRH | C63130 | Free or unrestricted flow | Issue associated with uncontrolled flow of infusion of air, gas or fluids.
FDA | C54451 | Medical Device Problem Codes FDA CDRH | C63129 | Fumes or vapors | Issue associated with the visibility or odor of vapor or gas in the immediate atmosphere in which the device is being used. | Fumes/vapors
FDA | C54451 | Medical Device Problem Codes FDA CDRH | C63128 | Fungus in device environment | Issue associated with the visibility of molds, mildews, yeasts, and/or mushrooms in the immediate environment in which a device is being used. | Fungus
FDA | C54451 | Medical Device Problem Codes FDA CDRH | C63127 | Gas leak | Issue associated with the unintended leakage of the state of matter in which the molecules are practically unrestricted by intermolecular forces so that the molecules are free to occupy all space within an enclosure. In vacuum technology, the word gas has been loosely applied to the uncondensed gas and vapor within a vacuum system.
FDA | C54451 | Medical Device Problem Codes FDA CDRH | C63316 | Gel leak |  | Gel leakage
FDA | C54451 | Medical Device Problem Codes FDA CDRH | C63126 | Gradient increase | Issue associated with the increased rate of change in temperature, pressure, or other variables as a function of distance, time, etc.
FDA | C54451 | Medical Device Problem Codes FDA CDRH | C63125 | Grounding malfunction | Issue associated with the inability to connect conductors of an electronic system for the purpose of controlling or impeding ground currents and voltages.
FDA | C54451 | Medical Device Problem Codes FDA CDRH | C64336 | High battery impedance
FDA | C54451 | Medical Device Problem Codes FDA CDRH | C63124 | High impedance | Issue associated with a higher than intended total opposition that a circuit presents to the flow of an alternating current. | Impedance, high
FDA | C54451 | Medical Device Problem Codes FDA CDRH | C62981 | High pH |  | pH, high
FDA | C54451 | Medical Device Problem Codes FDA CDRH | C63123 | High Readings |  | Readings, high
FDA | C54451 | Medical Device Problem Codes FDA CDRH | C63122 | High test results |  | Test results, high
FDA | C54451 | Medical Device Problem Codes FDA CDRH | C63121 | High threshold |  | Threshold, high
FDA | C54451 | Medical Device Problem Codes FDA CDRH | C63120 | Hole in material | Issue associated with an opening not characteristic of the normal material. | Hole¦Hole(s)
FDA | C54451 | Medical Device Problem Codes FDA CDRH | C63119 | Hot oil leak
FDA | C54451 | Medical Device Problem Codes FDA CDRH | C63118 | Human factors issue | Issue associated with the interaction and interfacing between devices and users in terms of users' abilities, expectations, and limitations with work environments and system design.
FDA | C54451 | Medical Device Problem Codes FDA CDRH | C63117 | Image display error
FDA | C54451 | Medical Device Problem Codes FDA CDRH | C62887 | Image orientation incorrect | Issue associated with an incorrect image orientation on the device display.
FDA | C54451 | Medical Device Problem Codes FDA CDRH | C62871 | Image resolution poor
FDA | C54451 | Medical Device Problem Codes FDA CDRH | C63115 | Image reversal
FDA | C54451 | Medical Device Problem Codes FDA CDRH | C63114 | Impedance issue | Issue associated with the electrical characteristics of the complex resistive and reactive attributes of a component in an alternating current and direct current circuits.
FDA | C54451 | Medical Device Problem Codes FDA CDRH | C63113 | Imprecision
FDA | C54451 | Medical Device Problem Codes FDA CDRH | C63112 | Improper alarm
FDA | C54451 | Medical Device Problem Codes FDA CDRH | C63111 | Improper chemical reaction | Issue associated with inappropriate mixing of chemicals.
FDA | C54451 | Medical Device Problem Codes FDA CDRH | C63108 | Improper device output | Issue associated with the inaccurate outcome of a measurement, the value, or the data obtained from the device that may lead to inappropriate medical action or treatment.
FDA | C54451 | Medical Device Problem Codes FDA CDRH | C63107 | Improper device rinsing |  | Rinsing, improper
FDA | C54451 | Medical Device Problem Codes FDA CDRH | C63110 | Improper flow or infusion | Issue associated with the unsubstantiated regulation and delivery of therapy, e.g., air, gas, drugs or fluids into a device or a patient under positive pressure that is being generated by a pump.
FDA | C54451 | Medical Device Problem Codes FDA CDRH | C63109 | Improper gas output |  | Gas output, improper
FDA | C54451 | Medical Device Problem Codes FDA CDRH | C62862 | Improper or incorrect procedure or method | Issue associated with the use of the device in terms of non-conforming to that device's intended use, specifications, procedure and process or service instructions and information provided by the device manufacturers. | Improper or incorrect method¦Procedure, improper/incorrect¦Method improper/incorrect
FDA | C54451 | Medical Device Problem Codes FDA CDRH | C63106 | Inability to autofill |  | Autofill, unable to
FDA | C54451 | Medical Device Problem Codes FDA CDRH | C63105 | Inability to irrigate |  | Irrigate, inability to
FDA | C54451 | Medical Device Problem Codes FDA CDRH | C63104 | Inaccurate delivery |  | Delivery, inaccurate
FDA | C54451 | Medical Device Problem Codes FDA CDRH | C63103 | Inaccurate dispensing
FDA | C54451 | Medical Device Problem Codes FDA CDRH | C63102 | Inaccurate flowrate |  | Flowrate, inaccurate
FDA | C54451 | Medical Device Problem Codes FDA CDRH | C63101 | Inaccurate synchronization | Issue associated with an error due to imperfect timing of two operations; this may or may not include signal transmission time. | Synchronization, inaccurate
FDA | C54451 | Medical Device Problem Codes FDA CDRH | C63099 | Inadequate device cleaning | Issue associated with the insufficient removal of unwanted visible soil, foreign material or organism deposits on the external surfaces, crevices, joints of a device by a mechanical and/or manual process intended to render the device sterile, safe for handling, and/or for further processes to decontaminate. | Clean, failure to¦Cleaning, inadequate
FDA | C54451 | Medical Device Problem Codes FDA CDRH | C62985 | Inadequate filtration process |  | Filtration process, inadequate
FDA | C54451 | Medical Device Problem Codes FDA CDRH | C62870 | Inadequate lighting | Issue associated with insufficient or inadequate production of light or illumination in the immediate environment in which the device is being used, that may be damaging to device surfaces.
FDA | C54451 | Medical Device Problem Codes FDA CDRH | C63096 | Inadequate resistance |  | Resistance, inadequate
FDA | C54451 | Medical Device Problem Codes FDA CDRH | C63098 | Inadequate service | Issue associated with the insufficient periodic manufacturing services for checks of basic operation, maintenance, and fault finding. | Service, inadequate
FDA | C54451 | Medical Device Problem Codes FDA CDRH | C63095 | Inadequate storage | Issue associated with adverse device storage conditions such as room temperature, humidity, light exposure, etc. | Storage, inadequate¦Storage inadequate
FDA | C54451 | Medical Device Problem Codes FDA CDRH | C63100 | Inadequate user interface | Issue associated with the means by which the operator and the equipment communicate or interact.
FDA | C54451 | Medical Device Problem Codes FDA CDRH | C63094 | Inappropriate prompts |  | Prompts, inappropriate
FDA | C54451 | Medical Device Problem Codes FDA CDRH | C63031 | Inappropriate reset to default | Issue associated with the inability to appropriately perform or generate any automated setting if no specific selection has made by the users.
FDA | C54451 | Medical Device Problem Codes FDA CDRH | C63093 | Inappropriate shock | Issue associated with the inappropriate occurrence of a short duration of a high force at the initial part of an impact. | Shock, inappropriate
FDA | C54451 | Medical Device Problem Codes FDA CDRH | C63092 | Inaudible voice prompts |  | Prompts, inaudible voice
FDA | C54451 | Medical Device Problem Codes FDA CDRH | C62983 | Incompatibility problem | Issue associated with any deviations from device documented performance specifications relating to the lack of compatibility between items to properly function together and leading to dysfunction between two or more devices, components, or between the device and the substance (medication, body fluid) it contains or transports. This type excludes disconnection. | Compatibility
FDA | C54451 | Medical Device Problem Codes FDA CDRH | C63090 | Incomplete cooptation | Issue associated with the heart valve leaflet not closing properly.
FDA | C54451 | Medical Device Problem Codes FDA CDRH | C63089 | Incomplete instruction | Issue associated with the completeness of any written, printed, or graphic matter that is affixed to a medical device or its containers, wrappers; with any matter that accompanies a medical device including verbal instructions related to identification, technical description and use of the medical device provided by the device manufactures.
FDA | C54451 | Medical Device Problem Codes FDA CDRH | C62940 | Incomplete or missing packaging |  | Packaging, incomplete/missing
FDA | C54451 | Medical Device Problem Codes FDA CDRH | C63318 | Incorrect care or use of device | Issue associated with any deviations from device documented performance specifications relating to device use in terms of non-conforming to that device's intended use, specifications, procedure, process, service instructions, and/or information provided by the device manufacturers. | Device, incorrect care/use of
FDA | C54451 | Medical Device Problem Codes FDA CDRH | C63084 | Incorrect component shipped | Issue associated with the delivery of an inappropriate device component to a user facility.
FDA | C54451 | Medical Device Problem Codes FDA CDRH | C63264 | Incorrect control settings | Issue associated with the use of the device in terms of inappropriate and false control setting for the device's specified operation and/or intended use. | Control settings incorrect
FDA | C54451 | Medical Device Problem Codes FDA CDRH | C63088 | Incorrect display | Issue associated with device failure and malfunction when device does not display adequate results or have proper display. | Display, incorrect
FDA | C54451 | Medical Device Problem Codes FDA CDRH | C63206 | Incorrect error code
FDA | C54451 | Medical Device Problem Codes FDA CDRH | C63087 | Incorrect instruction for device use | Issue associated with inaccuracies in any written, printed, or graphic matter that is affixed to a medical device or its containers, wrappers; with any matter that accompanies a medical device including verbal instructions related to identification, technical description and use of the medical device provided by the device manufacturers. | Instructions, incorrect
FDA | C54451 | Medical Device Problem Codes FDA CDRH | C63086 | Incorrect interpretation of rhythm |  | Rhythm, incorrect interpretation of
FDA | C54451 | Medical Device Problem Codes FDA CDRH | C63085 | Incorrect measurement |  | Measurements, inaccurate
FDA | C54451 | Medical Device Problem Codes FDA CDRH | C62848 | Incorrect or inadequate result | Issue associated with a non-conforming end result, data, or test results provided by the device to its performance specifications. | Results incorrect
FDA | C54451 | Medical Device Problem Codes FDA CDRH | C62829 | Incorrect or inadequate test results |  | Test results, inaccurate
FDA | C54451 | Medical Device Problem Codes FDA CDRH | C63082 | Incorrect product |  | Product, incorrect
FDA | C54451 | Medical Device Problem Codes FDA CDRH | C63081 | Incorrect programming calculations |  | Programming calculations, incorrect
FDA | C54451 | Medical Device Problem Codes FDA CDRH | C63080 | Increase in pressure |  | Pressure, increase in
FDA | C54451 | Medical Device Problem Codes FDA CDRH | C63079 | Increase in suction |  | Aspiration, excessive¦Excessive aspiration¦Suction, increase in
FDA | C54451 | Medical Device Problem Codes FDA CDRH | C63136 | Increased fluid or volume |  | Fluid/volume, increased
FDA | C54451 | Medical Device Problem Codes FDA CDRH | C63077 | Increased pump speed |  | Pump speed, increased
FDA | C54451 | Medical Device Problem Codes FDA CDRH | C63078 | Increased sensitivity |  | Sensitivity, increased
FDA | C54451 | Medical Device Problem Codes FDA CDRH | C63076 | Inflation issue | Issue associated with the inability of device and/or device components to expand or enlarge with gas or air. | Inflation difficulties
FDA | C54451 | Medical Device Problem Codes FDA CDRH | C63075 | Infusion or flow issue | Issue associated with any deviations from device documented performance specifications relating to the regulation and delivery of therapy, e.g., air, gas, drugs or fluids, into a device or patient under positive pressure that is being generated by a pump.
FDA | C54451 | Medical Device Problem Codes FDA CDRH | C63266 | Ingradient or reagent contamination
FDA | C54451 | Medical Device Problem Codes FDA CDRH | C63074 | Installation-related problem | Issue associated with the introduction of the product into the hospital's organization and environment and the initial configuration of the device prior to use. | Installation error
FDA | C54451 | Medical Device Problem Codes FDA CDRH | C63073 | Instruction for device use is contrary to standard of medical care | Issue associated with any written, printed, or graphic matter that is affixed to a medical device or its containers, wrappers; with any matter that accompanies a medical device including verbal instructions related to identification, technical description and use of the medical device provided by the device manufactures that depart from the standard of medical care in a given environment.
FDA | C54451 | Medical Device Problem Codes FDA CDRH | C63072 | Instruction for use issue | Issue associated with the accuracy and appropriateness of any written, printed, or graphic matter that is affixed to a medical device or its containers, wrappers; with any matter that accompanies a medical device including verbal instructions related to identification, technical description and use of the medical device provided by the device manufactures. | Instructions, inadequate
FDA | C54451 | Medical Device Problem Codes FDA CDRH | C62912 | Instruction missing | Issue associated with the absence of any written, printed, or graphic matter that is typically affixed to a medical device or its containers, wrappers; or with any matter that typically accompanies a medical device including verbal instructions related to identification, technical description and use of the medical device. Excludes shipping documents which are provided by the device manufacturers. | Missing device instruction
FDA | C54451 | Medical Device Problem Codes FDA CDRH | C63071 | Insufficient cooling | Issue associated with device or device parts being insufficiently cool in device active (working) or/and non-active (non-working) state. The concept does not refer to the problem resulted from ambient temperature. | Cooling, inadequate
FDA | C54451 | Medical Device Problem Codes FDA CDRH | C62823 | Insufficient flow or underinfusion | Issue associated with an underdose of intravenous therapy, i.e., drugs or fluids being delivered into a patient under positive pressure generated by a pump. | Underdelivery¦Underinfusion
FDA | C54451 | Medical Device Problem Codes FDA CDRH | C63070 | Insufficient heating | Issue associated with device or device parts being insufficiently heated in device active (working) or/and non-active (non-working) state. The concept does not refer to the problem resulted from ambient temperature. | Heating, inadequate
FDA | C54451 | Medical Device Problem Codes FDA CDRH | C63069 | Intermittent capture | Issue associated with the ineffective and inconsistent depolarization of the heart. | Capture, intermittent
FDA | C54451 | Medical Device Problem Codes FDA CDRH | C63068 | Intermittent continuity |  | Continuity, intermittent
FDA | C54451 | Medical Device Problem Codes FDA CDRH | C63067 | Intermittent infusion, |  | Infusion, intermittent
FDA | C54451 | Medical Device Problem Codes FDA CDRH | C63064 | Intermittent shock | Issue associated with the failure to deliver shock for a limited period of time, following which the item recovers its ability to perform its required function without being subjected to any external corrective action. Note: such as failure is often recurrent. | Shock, intermittent
FDA | C54451 | Medical Device Problem Codes FDA CDRH | C63061 | Invalid sensing | Issue associated with the inaccuracy of a device designed to respond to a physical stimulus (as temperature, illumination, motion) to transmit a resulting signal that can not be used for interpretation or measurement. | Sensing, invalid
FDA | C54451 | Medical Device Problem Codes FDA CDRH | C63019 | Item contaminated during manufacturing or shipping | Issue associated with the presence of any unexpected foreign substance found on the surface or in the package materials, which may affect optimal performance for its intended use.
FDA | C54451 | Medical Device Problem Codes FDA CDRH | C63060 | Kinked |  | Kink¦Kinked material
FDA | C54451 | Medical Device Problem Codes FDA CDRH | C63059 | Knotted |  | Knot¦Knotted material
FDA | C54451 | Medical Device Problem Codes FDA CDRH | C63319 | Labeling or Instruction for use issue | Issue associated with any written, printed, or graphic matter that is affixed to a medical device or its containers, wrappers, discs, DVDs, websites; with any matter that accompanies a medical device including verbal instructions related to identification, technical description and use of the medical device. Excludes shipping documents which are provided by the device manufacturers.
FDA | C54451 | Medical Device Problem Codes FDA CDRH | C63058 | Leak | Issue associated with the discontinuity of flow of gas, air, or fluids from a hole, or void in the wall of an enclosure, capable of passing liquid or gas from one side of the wall to the other under mechanical action of pressure or concentration differential existing across the wall, independent of the quantity of fluid flowing. | Leak(s)
FDA | C54451 | Medical Device Problem Codes FDA CDRH | C63057 | Light interference
FDA | C54451 | Medical Device Problem Codes FDA CDRH | C63056 | Looping
FDA | C54451 | Medical Device Problem Codes FDA CDRH | C63055 | Loose connection |  | Connection(s), loose
FDA | C54451 | Medical Device Problem Codes FDA CDRH | C63054 | Loss of augmentation |  | Augmentation, loss of
FDA | C54451 | Medical Device Problem Codes FDA CDRH | C63194 | Loss of or failure to bond | Issue associated with a failure mode characterized by inability to bond or loss of bond either between the anchor and adhesive or between the adhesive and the base material. | Bond, failure to
FDA | C54451 | Medical Device Problem Codes FDA CDRH | C63053 | Loss of osseointegration |  | Osseointegration, loss of
FDA | C54451 | Medical Device Problem Codes FDA CDRH | C63052 | Loss of power | Issue associated with no power supply or electrical energy, including batteries that can provide power for the parent device or power to run auxiliary function, i.e. alarms, memory. | Power, loss of
FDA | C54451 | Medical Device Problem Codes FDA CDRH | C63051 | Loss of resistance |  | Resistance, loss of
FDA | C54451 | Medical Device Problem Codes FDA CDRH | C63050 | Loss of threshold | Issue associated with the loss of the minimum amount of energy, voltage, or current needed to consistently stimulate the heart muscle. | Threshold, loss of
FDA | C54451 | Medical Device Problem Codes FDA CDRH | C63049 | Low audible alarm |  | Alarm, low audible
FDA | C54451 | Medical Device Problem Codes FDA CDRH | C63048 | Low battery |  | Battery, low
FDA | C54451 | Medical Device Problem Codes FDA CDRH | C64335 | Low battery impedance
FDA | C54451 | Medical Device Problem Codes FDA CDRH | C63047 | Low impedance | Issue associated with a lower than intended total opposition that a circuit presents to the flow of an alternating current. | Impedance, low
FDA | C54451 | Medical Device Problem Codes FDA CDRH | C63046 | Low readings |  | Readings, low
FDA | C54451 | Medical Device Problem Codes FDA CDRH | C63045 | Low test results |  | Test results, low
FDA | C54451 | Medical Device Problem Codes FDA CDRH | C63044 | Low threshold |  | Threshold, low
FDA | C54451 | Medical Device Problem Codes FDA CDRH | C62978 | Maintenance does not comply to manufacturers recommendations | Issue associated with the non-compliance or non-performance to manufacturer specifications relating to device routine maintenance, i.e., periodic inspection, failure detection, repair, and care of the device to sustain or restore acceptable operating conditions. | Maintenance not to manufacturers recommendations
FDA | C54451 | Medical Device Problem Codes FDA CDRH | C63043 | Malposition of device | Issue associated with device rotation in the pocket or is riding to high or low. | Malposition
FDA | C54451 | Medical Device Problem Codes FDA CDRH | C63041 | Manufacturing or shipping issue associated with device | Issue associated with any deviations from device documented performance specifications relating to non-conformity during manufacture to the design of an item or to specified manufacturing processes.
FDA | C54451 | Medical Device Problem Codes FDA CDRH | C63248 | Material deformation | Issue associated with an undesired material change in shape or property caused by forces of compression, shear, tension, or torsion in the materials used for device construction.
FDA | C54451 | Medical Device Problem Codes FDA CDRH | C63224 | Material discolored | Issue associated with an undesired streak, pattern, and/or a noticeable change in color from the rest of the materials used in device construction. | Discolored
FDA | C54451 | Medical Device Problem Codes FDA CDRH | C63222 | Material disintegration | Issue associated with material breakage into components or fragments after exposure to a given fluid and/or environment; the reduction of massive material to powder. | Disintegrate
FDA | C54451 | Medical Device Problem Codes FDA CDRH | C63208 | Material erosion | Issue associated with a progressive loss of a material from a solid surface due to a mechanical interaction between that surface and a fluid, a multi-component fluid, or solid particles carried with the fluid. | Erosion
FDA | C54451 | Medical Device Problem Codes FDA CDRH | C62969 | Material fragmentation | Issue associated with the breaking of a material in such a way the bulk of the material is of a convenient size for handling. | Fragmentation
FDA | C54451 | Medical Device Problem Codes FDA CDRH | C63131 | Material frayed | Issue associated with the comprising materials having damaged edges. | Frayed
FDA | C54451 | Medical Device Problem Codes FDA CDRH | C62968 | Material integrity issue | Issue associated with any deviations from device documented performance specifications relating to the limited durability of all material used to construct the device.
FDA | C54451 | Medical Device Problem Codes FDA CDRH | C63063 | Material invagination |  | Invagination
FDA | C54451 | Medical Device Problem Codes FDA CDRH | C62895 | Material opacification | Issue associated with an undesirable opaqueness or cloudiness. | Opaque¦Opacification
FDA | C54451 | Medical Device Problem Codes FDA CDRH | C62967 | Material perforation | Issue associated with an undesired material damage characterized by closely spaced punched or drilled holes. | Perforation
FDA | C54451 | Medical Device Problem Codes FDA CDRH | C62966 | Material puncture | Issue associated with the comprising material(s) being penetrated, pierced or punctured, especially with a sharp or pointed object. | Puncture
FDA | C54451 | Medical Device Problem Codes FDA CDRH | C62847 | Material rigid or stiff |  | Rigid¦Rigid or stiff
FDA | C54451 | Medical Device Problem Codes FDA CDRH | C62965 | Material rupture | Issue associated with the breaking or tearing apart of a material. | Rupture
FDA | C54451 | Medical Device Problem Codes FDA CDRH | C62964 | Material separation | Issue associated with an undesired disassociation or breaking apart of materials used in device construction. | Separates¦Separation
FDA | C54451 | Medical Device Problem Codes FDA CDRH | C64340 | Material torqued | Issue associated with a movement of forces that produces or tends to produce rotation or torsion of a material | Torqued
FDA | C54451 | Medical Device Problem Codes FDA CDRH | C62962 | Material twisted |  | Twisting
FDA | C54451 | Medical Device Problem Codes FDA CDRH | C63040 | Measurement system incompatibility | Issue associated with the incompatibility of the measurement systems between and/or within device systems that are inherent to the individual device thereby leading to miscalculated or mismatched measurements from those devices, e.g., international metric system versus U.S. measurement system.
FDA | C54451 | Medical Device Problem Codes FDA CDRH | C62961 | Mechanical issue | Issue associated with any deviations from device documented performance specifications relating to mechanical defects, including moving parts or subassemblies, etc. | Mechanical failure
FDA | C54451 | Medical Device Problem Codes FDA CDRH | C63039 | Mechanical jam | Issue associated with a clogging action which can produce a chain stop of the device and/or device components' overall processes.
FDA | C54451 | Medical Device Problem Codes FDA CDRH | C62960 | Mechanics altered | Issue associated with device mechanical functioning of machinery, moving parts or tools of the device being changed or modified.
FDA | C54451 | Medical Device Problem Codes FDA CDRH | C62908 | Melted | Issue associated with the evidence of material softening, resulting in a nonreversible change. | Material molten¦Melts
FDA | C54451 | Medical Device Problem Codes FDA CDRH | C62918 | Metal shredding debris |  | Debris, metal shedding
FDA | C54451 | Medical Device Problem Codes FDA CDRH | C62917 | Migration of device or device component | Issue associated with an undesired movement of device and/or device components, related to its movement away from or dislodging from a source. | Migration
FDA | C54451 | Medical Device Problem Codes FDA CDRH | C62959 | Misapplied device |  | Misapplication
FDA | C54451 | Medical Device Problem Codes FDA CDRH | C62958 | Misassembled by users | Issue associated with the use of the device characterized by users' incorrect assembly of device components, parts or constituents. | Misassembly
FDA | C54451 | Medical Device Problem Codes FDA CDRH | C62915 | Misconnection | Issue associated with the connection of device and/or device components being improper or not in accordance with device specification, requirements and intended uses. | Improper connection
FDA | C54451 | Medical Device Problem Codes FDA CDRH | C62914 | Misfire | Issue associated with device and/or device components' inability to create a blasting charge to explode when expected.
FDA | C54451 | Medical Device Problem Codes FDA CDRH | C62913 | Misfocusing
FDA | C54451 | Medical Device Problem Codes FDA CDRH | C62911 | Missing device label |  | Labeling, missing
FDA | C54451 | Medical Device Problem Codes FDA CDRH | C62901 | Missing device markings |  | Markings, none¦No markings on device
FDA | C54451 | Medical Device Problem Codes FDA CDRH | C62910 | Moisture damage | Issue associated with damage inflicted upon device surfaces from water vapor or water in the immediate environment in which the device is being used.
FDA | C54451 | Medical Device Problem Codes FDA CDRH | C62909 | Moisture or humidity problem | Issue associated with water vapor or higher than normal concentrations of water in the immediate environment in which the device is being used.
FDA | C54451 | Medical Device Problem Codes FDA CDRH | C62907 | Mushroomed
FDA | C54451 | Medical Device Problem Codes FDA CDRH | C62906 | Naturally worn | Issue associated with material damage to a surface, usually involving progressive loss or displacement of material, due to relative motion between that surface and a contacting substance or substances.
FDA | C54451 | Medical Device Problem Codes FDA CDRH | C64343 | No code available
FDA | C54451 | Medical Device Problem Codes FDA CDRH | C62900 | No device output | Issue associated with no measurement outcome, value, or data obtained from the device. | Output, none
FDA | C54451 | Medical Device Problem Codes FDA CDRH | C62904 | No display or display failure | Issue associated with the absence of visual indicator. | Display, failure to
FDA | C54451 | Medical Device Problem Codes FDA CDRH | C62903 | No fail-safe mechanism
FDA | C54451 | Medical Device Problem Codes FDA CDRH | C62902 | No flow | Issue associated with no intravenous therapy, i.e., drugs or fluids being delivered into a patient, even in the presence of positive pressure generated by a pump.
FDA | C54451 | Medical Device Problem Codes FDA CDRH | C53269 | No Information Available |  | No Answer Provided
FDA | C54451 | Medical Device Problem Codes FDA CDRH | C64243 | No Pressure
FDA | C54451 | Medical Device Problem Codes FDA CDRH | C62899 | No voice prompts |  | Prompts, no voice
FDA | C54451 | Medical Device Problem Codes FDA CDRH | C62898 | Nonstandard device or device component | Issue associated with a material that does not meet the specifications or requirements for which it was manufactured, and has not been subjected to use or processing other than that required for its initial manufacture.
FDA | C54451 | Medical Device Problem Codes FDA CDRH | C48660 | Not Applicable
FDA | C54451 | Medical Device Problem Codes FDA CDRH | C63310 | Not audible alarm |  | Alarm, not audible
FDA | C54451 | Medical Device Problem Codes FDA CDRH | C62897 | Obstruction within device |  | Obstruction
FDA | C54451 | Medical Device Problem Codes FDA CDRH | C62896 | Occlusion within device | Issue associated with obstruction, closure or blockage of device opening, pipe, tube or another narrow comprising part. | Occlusion¦Plugged
FDA | C54451 | Medical Device Problem Codes FDA CDRH | C62894 | Operating system becomes non-functional | Issue that occur as a result of malfunction of the computer operating system (e.g Microsoft Vista) vs. an application software issue.
FDA | C54451 | Medical Device Problem Codes FDA CDRH | C62893 | Operating system version or upgrade problem | Issue associated with replacing an older operation system to an up-to-date operation system.
FDA | C54451 | Medical Device Problem Codes FDA CDRH | C62892 | Operator calculation or calibration error | Issue associated with the use of the device in terms of erroneous calculation and/or miscalibration by users and/or operators of the device.
FDA | C54451 | Medical Device Problem Codes FDA CDRH | C62891 | Optical decentration | Issue associated with being off-center of optical lenses. | Lens, decentration of
FDA | C54451 | Medical Device Problem Codes FDA CDRH | C62890 | Optical discoloration | Issue associated with an optical streak or other pattern on the signal surface that causes a noticeable change of color from the rest of the pultruded surface.
FDA | C54451 | Medical Device Problem Codes FDA CDRH | C62889 | Optical distortion | Issue associated with an optical defect in an image-forming system whereby the image is not the shape of an ideal image of the object.
FDA | C54451 | Medical Device Problem Codes FDA CDRH | C62953 | Optical issue | Issue associated with any deviations from device documented performance specifications relating to the luminous transmittance of visible light through the central pupillary (optical) area; or in short relating to light and vision characteristics of devices.
FDA | C54451 | Medical Device Problem Codes FDA CDRH | C62888 | Optical obstruction | Issue associated with the blocking of optical devices, e.g., visual pathways.
FDA | C54451 | Medical Device Problem Codes FDA CDRH | C62886 | Osseointegration issue | Issue associated with a mechanical implication that a contact is established without interposition of non-bone tissue between normal remodeled bone and an implant entailing a sustained transfer and distribution of load from the implant to and within the bone tissue.
FDA | C54451 | Medical Device Problem Codes FDA CDRH | C62944 | Out-of-box failure
FDA | C54451 | Medical Device Problem Codes FDA CDRH | C62943 | Output above specifications
FDA | C54451 | Medical Device Problem Codes FDA CDRH | C62942 | Output below specifications
FDA | C54451 | Medical Device Problem Codes FDA CDRH | C63002 | Output energy incorrect
FDA | C54451 | Medical Device Problem Codes FDA CDRH | C62941 | Output issue | Issue associated with any deviation from device documented performance specifications relating to the end result, data, or test results provided by the device.
FDA | C54451 | Medical Device Problem Codes FDA CDRH | C62884 | Overfill
FDA | C54451 | Medical Device Problem Codes FDA CDRH | C62883 | Overheating of device or device component | Issue associated with the excessive heating or high temperature beyond the tolerance level such that the properties and structure undergo severe modification. | Overheat
FDA | C54451 | Medical Device Problem Codes FDA CDRH | C62881 | Oversensing
FDA | C54451 | Medical Device Problem Codes FDA CDRH | C62880 | Pacer found in back-up mode
FDA | C54451 | Medical Device Problem Codes FDA CDRH | C63298 | Pacing asynchronously | Issue associated with a pacing transmission process such that between any two significant instants in the same group, there is always an integral number of unit intervals. Between two significant instants located in different groups, there are not always an integral number of unit intervals.
FDA | C54451 | Medical Device Problem Codes FDA CDRH | C63097 | Pacing inadequately | Issue associated with an inadequate voltage generated by a ground current between two points on the surface of the ground at a distance apart corresponding to the conventional length of an ordinary pace.
FDA | C54451 | Medical Device Problem Codes FDA CDRH | C63066 | Pacing intermittently | Issue associated with the failure of pacing device for a limited period of time, following which the item recovers its ability to perform its required function without being subjected to any external corrective action. Note: such as failure is often recurrent.
FDA | C54451 | Medical Device Problem Codes FDA CDRH | C62939 | Packaging issue | Issue associated with the materials used to construct the cover or outer wrapping of the device.
FDA | C54451 | Medical Device Problem Codes FDA CDRH | C63083 | Parameter calculation error due to software problem |  | Parameter calculations, incorrect
FDA | C54451 | Medical Device Problem Codes FDA CDRH | C62879 | Particulates | Issue associated with fine solids or liquid particles such as dust, smoke, fume, and/or mist suspended in the immediate atmosphere in which the device is being used.
FDA | C54451 | Medical Device Problem Codes FDA CDRH | C62919 | Patient-device incompatibility | Issue associated with the incompatibility of the device and patient while operating in the same use environment, thereby leading to a dysfunction between the device and the patient.
FDA | C54451 | Medical Device Problem Codes FDA CDRH | C62878 | Peeled | Issue associated with stresses of sufficient magnitude to exceed the strength of adhesion between the device material and its coating, i.e., insulation pulling away from a wire. | Peeling¦Peeled device material
FDA | C54451 | Medical Device Problem Codes FDA CDRH | C62876 | Perivalvular leak | Issue associated with the escape of blood around a heart valve, particularly around its leaflets. | Leak(s), perivalvular¦Paravalvular leak(s)¦Paravalvular leak
FDA | C54451 | Medical Device Problem Codes FDA CDRH | C62937 | Physical property issue | Issue associated with any deviations from specifications relating to device physical properties in terms of material integrity, mechanical, manufacturing/shipping, communication/transmission, optical, temperature, chemical, and electronic issues. | Device physical property issue
FDA | C54451 | Medical Device Problem Codes FDA CDRH | C62875 | Physical resistance |  | Resistance, physical
FDA | C54451 | Medical Device Problem Codes FDA CDRH | C62874 | Pitted | Issue associated with the corrosion of a material's surface, confined to a point or small area that takes the form of cavities. | Pitting
FDA | C54451 | Medical Device Problem Codes FDA CDRH | C62873 | Plunge
FDA | C54451 | Medical Device Problem Codes FDA CDRH | C62872 | Pocket stimulation | Issue associated with a pocket of skin in which the pulse generator is housed.
FDA | C54451 | Medical Device Problem Codes FDA CDRH | C62935 | Polarity switch | Issue associated with the output signal or power is reversed by physical or electrical means, e.g., in a multiple cell, series-connected battery this may be called cell reversal. Here, a cell is discharged completely and recharged with a reversed polarity by the continued discharge of the remaining cells. | Device polarity switch
FDA | C54451 | Medical Device Problem Codes FDA CDRH | C62869 | Poor quality image | Issue associated with an image or any visual representation displayed by the device with non- distinctive characteristics. | Monitor, image quality poor
FDA | C54451 | Medical Device Problem Codes FDA CDRH | C62916 | Power calculation error due to software problem |  | Power, miscalculation of
FDA | C54451 | Medical Device Problem Codes FDA CDRH | C63025 | Power source issue
FDA | C54451 | Medical Device Problem Codes FDA CDRH | C62868 | Power surge | Issue associated with a momentary overpower/over voltage from the utility and electrical systems of user facilities.
FDA | C54451 | Medical Device Problem Codes FDA CDRH | C62867 | Pre or post-pumping problem |  | Pre/post-pumping problems
FDA | C54451 | Medical Device Problem Codes FDA CDRH | C62866 | Precipitate in device or device ingredient | Issue associated with the separation of solid particles from a liquid as the result of a chemical or physical change. | Precipitate
FDA | C54451 | Medical Device Problem Codes FDA CDRH | C62863 | Premature deployment | Issue associated with an early and unexpected deployment of the device and/or device components from the system. | Premature system activation
FDA | C54451 | Medical Device Problem Codes FDA CDRH | C62864 | Premature discharge of battery |  | Battery, premature discharge of
FDA | C54451 | Medical Device Problem Codes FDA CDRH | C63315 | Premature elective replacement indicator |  | Premature ERI
FDA | C54451 | Medical Device Problem Codes FDA CDRH | C63320 | Premature end-of-life indicator |  | Premature EOL
FDA | C54451 | Medical Device Problem Codes FDA CDRH | C62865 | Premature indicator activation
FDA | C54451 | Medical Device Problem Codes FDA CDRH | C62934 | Pressure issue | Issue associated with the application of a force to a surface area during device preparation or use.
FDA | C54451 | Medical Device Problem Codes FDA CDRH | C62933 | Pre-use inspection not performed | Issue associated with the use of the device whereby a detailed examination or thorough visual and functional checking prior to use is absent.
FDA | C54451 | Medical Device Problem Codes FDA CDRH | C67507 | Problem with software installation | Issue associated with installing the device software in a manner that allows full functioning of the device. Source of installation could be manufacturer or user.
FDA | C54451 | Medical Device Problem Codes FDA CDRH | C62956 | Product mislabeled | Issue associated with the misbranding or false labeling of an operating system, product, or device. | Mislabeled
FDA | C54451 | Medical Device Problem Codes FDA CDRH | C62948 | Product quality issue | Issue associated with an inherited device and/or device component characteristic that may not be satisfactory as specified. | Device or device component quality issue¦Quality, unsatisfactory or poor
FDA | C54451 | Medical Device Problem Codes FDA CDRH | C62839 | Programming issue | Issue associated with the written program code the application software used to satisfy a stated need or objective for functioning of the deivce. These do not include issues associated with the operating system (e.g. MS Vista).
FDA | C54451 | Medical Device Problem Codes FDA CDRH | C62861 | Prompts will not clear
FDA | C54451 | Medical Device Problem Codes FDA CDRH | C62932 | Protective measure issue | Issue associated with any deviations from device documented performance specifications relating to the implemented and inherited design features specific to devices used for reducing risks to, or maintaining risks within, specified levels of the device.
FDA | C54451 | Medical Device Problem Codes FDA CDRH | C62860 | Pumping issue | Issue associated with the inability to achieve positive pressure from the device and/or device components in order to deliver intravenous therapy such i.e. drugs or fluids to patients.
FDA | C54451 | Medical Device Problem Codes FDA CDRH | C62859 | Pumping stopped |  | Pumping, stopped
FDA | C54451 | Medical Device Problem Codes FDA CDRH | C62858 | Radiation delivered to incorrect body area
FDA | C54451 | Medical Device Problem Codes FDA CDRH | C62857 | Radiation leak |  | Leak, radiation
FDA | C54451 | Medical Device Problem Codes FDA CDRH | C62856 | Radio signal problem | Issue associated with the wireless transmission signal in the lowest range of the electromagnetic spectrum. | Radio signal problems
FDA | C54451 | Medical Device Problem Codes FDA CDRH | C62855 | Radiofrequency interference (RFI) | Issue associated with the degradation of the reception of a wanted signal caused by RF disturbance. | RFI
FDA | C54451 | Medical Device Problem Codes FDA CDRH | C62854 | Reflux within device | Issue associated with a backward or return flow. | Reflux
FDA | C54451 | Medical Device Problem Codes FDA CDRH | C62853 | Rejection
FDA | C54451 | Medical Device Problem Codes FDA CDRH | C62852 | Reset issue | Issue associated with setting a variable, register, or other storage location back to a prescribed state.
FDA | C54451 | Medical Device Problem Codes FDA CDRH | C62851 | Resetting of shock counters | Issue associated with a device such as a register or storage location used to represent the number of occurrences of an event, such as shock delivery, resets itself without any instruction to do so; an instrument for storing integers, permitting these integers to be increased or decreased sequentially by unity or by an arbitrary integer, and capable of being reset to zero or to an arbitrary integer. | Shock counters, resetting of
FDA | C54451 | Medical Device Problem Codes FDA CDRH | C62850 | Residue after decontamination | Issue associated with the presence of unwanted visible soil, foreign material, or organism deposits after the decontamination process. | Residue
FDA | C54451 | Medical Device Problem Codes FDA CDRH | C62849 | Restricted flowrate |  | Flowrate, restricted
FDA | C54451 | Medical Device Problem Codes FDA CDRH | C62929 | Retraction problem | Issue associated with drawing back the device and/or device component to an intended location. | Retract, failure to
FDA | C54451 | Medical Device Problem Codes FDA CDRH | C62846 | Scratched material | Issue associated with an undesirable shallow cut or narrow groove in the surface of the materials used in device construction. | Scratched
FDA | C54451 | Medical Device Problem Codes FDA CDRH | C62845 | Sediment, precipitate or deposit in device or device igredient
FDA | C54451 | Medical Device Problem Codes FDA CDRH | C62844 | Self-activation or keying | Issue associated with the unintended activation of device, or device having been unexpectedly turned on during use. | Self-activation/keying
FDA | C54451 | Medical Device Problem Codes FDA CDRH | C63065 | Sensing intermittently
FDA | C54451 | Medical Device Problem Codes FDA CDRH | C62926 | Shelf life exceeded | Issue associated with surpassing the length of time which packaged device materials can be stored under specified conditions and still remain effective in use.
FDA | C54451 | Medical Device Problem Codes FDA CDRH | C62842 | Shielding failure | Issue associated with device inability to act as a barrier for absorption of radiation energy in X-rays, gamma rays, etc.
FDA | C54451 | Medical Device Problem Codes FDA CDRH | C62925 | Shipping damage or problem
FDA | C54451 | Medical Device Problem Codes FDA CDRH | C62841 | Short fill
FDA | C54451 | Medical Device Problem Codes FDA CDRH | C62947 | Size incorrect for patient |  | Size, incorrect
FDA | C54451 | Medical Device Problem Codes FDA CDRH | C62840 | Slippage of device or device component |  | Slippage
FDA | C54451 | Medical Device Problem Codes FDA CDRH | C63003 | Smoking | Issue associated with a cloud of vapor or gas generated from the device, generally associated after a fire or a burn. | Smoke
FDA | C54451 | Medical Device Problem Codes FDA CDRH | C62838 | Solder joint failure
FDA | C54451 | Medical Device Problem Codes FDA CDRH | C62837 | Spark | Issue associated with a high voltage capacitor discharge characterized by a visible electrical glowing.
FDA | C54451 | Medical Device Problem Codes FDA CDRH | C62963 | Split | Issue associated with an undesired tearing of the material membrane that may be due to exceeding the tensile stress limits belonging to the materials used in device construction. | Material split¦Splitting
FDA | C54451 | Medical Device Problem Codes FDA CDRH | C62836 | Sticking
FDA | C54451 | Medical Device Problem Codes FDA CDRH | C62835 | Stretched | Issue associated with an increase or elongation in a materials' dimension. | Material stretched
FDA | C54451 | Medical Device Problem Codes FDA CDRH | C62834 | Strikethrough
FDA | C54451 | Medical Device Problem Codes FDA CDRH | C62923 | Structural problem | Issue associated with the basic physical construction or physical make up of the device. | Structural failure
FDA | C54451 | Medical Device Problem Codes FDA CDRH | C62833 | Suction issue | Issue associated with suction equipment, which may be a manual, electrical, vacuum or pressure source operated to evacuate and remove undesired substances (air, gas, fluid, or particulates via tubing and collection bag. | Suction failure
FDA | C54451 | Medical Device Problem Codes FDA CDRH | C62831 | Tear, rip or hole in device packaging |  | Packaging, tears, rips, holes in
FDA | C54451 | Medical Device Problem Codes FDA CDRH | C62830 | Telemetry discrepancy | Issue associated with variability of the transmission of signals, which can be characterized as telemetry channel coding, a method of processing data sent from a source to a destination so that distinct messages are created which are easily distinguishable from one another.
FDA | C54451 | Medical Device Problem Codes FDA CDRH | C62922 | Temperature issue | Issue associated any deviations from device documented performance specifications relating to the thermal state of the device operations as measured on a defined scale.
FDA | C54451 | Medical Device Problem Codes FDA CDRH | C62828 | Therapeutic or diagnostic output failure | Issue associated with the failure of the device to deliver any end results relating to treatment or identification of a disease.
FDA | C54451 | Medical Device Problem Codes FDA CDRH | C63138 | Tidal volume fluctuations | Issue associated with the amount of gas that is inspired and expired during one respiratory cycle.
FDA | C54451 | Medical Device Problem Codes FDA CDRH | C62921 | Tipover |  | Device tipover
FDA | C54451 | Medical Device Problem Codes FDA CDRH | C62832 | Torn material | Issue associated with comprising material(s) being pulled apart or into pieces by force, wrenching, or laceration.
FDA | C54451 | Medical Device Problem Codes FDA CDRH | C62827 | Ultrafiltration | Issue associated with the transfer of fluid between the blood and dialysate through the dialysis membrane due to a pressure gradient (transmembrane pressure) existing between the blood and dialysate compartments.
FDA | C54451 | Medical Device Problem Codes FDA CDRH | C62826 | Unable to obtain readings |  | Readings, unable to obtain
FDA | C54451 | Medical Device Problem Codes FDA CDRH | C63259 | Unauthorized access to computer system | Issue associated with an access that was not permitted to the computer system that may lead to modification of program, corruption of data, or and break in network security. This concept is closely associated with computer integrity which is the degree to which a system or component prevents unauthorized access to, or modification of, computer programs or data.
FDA | C54451 | Medical Device Problem Codes FDA CDRH | C62825 | Uncoiled
FDA | C54451 | Medical Device Problem Codes FDA CDRH | C62822 | Undersensing
FDA | C54451 | Medical Device Problem Codes FDA CDRH | C62821 | Unexpected therapeutic results | Issue associated with the use of a medical device for therapeutic purposes. | Therapeutic results, unexpected
FDA | C54451 | Medical Device Problem Codes FDA CDRH | C62820 | Unintended arm motion |  | Arm motion, unintended
FDA | C54451 | Medical Device Problem Codes FDA CDRH | C62819 | Unintended collision | Issue associated with an unwanted condition that results from concurrent transmission on the physical medium. | Collision, unintended
FDA | C54451 | Medical Device Problem Codes FDA CDRH | C62817 | Unintended ejection of film cartridge |  | Film cartridge ejection, unintended
FDA | C54451 | Medical Device Problem Codes FDA CDRH | C62818 | Unintended energization |  | Device energization, unintended¦Unintended device energization
FDA | C54451 | Medical Device Problem Codes FDA CDRH | C62816 | Unintended head motion |  | Head motion, unintended
FDA | C54451 | Medical Device Problem Codes FDA CDRH | C62815 | Unintended magnet quench |  | Magnet quench, unintended
FDA | C54451 | Medical Device Problem Codes FDA CDRH | C62814 | Unintended movement | Issue associated with an undesired movement of device, which may be related to device malfunction, misdiagnosis, or mistreatment.
FDA | C54451 | Medical Device Problem Codes FDA CDRH | C62813 | Unintended system motion | Issue associated with any motion of the system or components that was not initiated by the user. | System motion, unintended
FDA | C54451 | Medical Device Problem Codes FDA CDRH | C62812 | Unit inactivated
FDA | C54451 | Medical Device Problem Codes FDA CDRH | C17998 | Unknown |  | Unknown¦Unknown (for use when the device problem is not known)¦Unknown (For Use When The Patients Condition Is Not Known)
FDA | C54451 | Medical Device Problem Codes FDA CDRH | C62811 | Unraveled material
FDA | C54451 | Medical Device Problem Codes FDA CDRH | C62810 | Unsealed device packaging |  | Packaging, unsealed
FDA | C54451 | Medical Device Problem Codes FDA CDRH | C62809 | Unstable | Issue associated with the connection of device and/or device components not possessing stability, or is unbounded.
FDA | C54451 | Medical Device Problem Codes FDA CDRH | C62807 | Ventilation issue in device environment
FDA | C54451 | Medical Device Problem Codes FDA CDRH | C62806 | Vibration | Issue associated with an oscillation wherein the quantity is a parameter that defines the motion of a mechanical system.
FDA | C54451 | Medical Device Problem Codes FDA CDRH | C62805 | Volume accuracy issue |  | Volume accuracy
FDA | C54451 | Medical Device Problem Codes FDA CDRH | C62804 | Wrinkled |  | Wrinkling¦Wrinkled material
FDA | C54450 | Patient Problem Codes FDA CDRH | C34331 | Abdominal Cramps |  | Cramps, abdominal
FDA | C54450 | Patient Problem Codes FDA CDRH | C35221 | Abortion
FDA | C54450 | Patient Problem Codes FDA CDRH | C50500 | Abortion, Complete | All products of conception are expelled and identified.
FDA | C54450 | Patient Problem Codes FDA CDRH | C50608 | Abortion, Incomplete | The uterus is not entirely emptied of its contents.
FDA | C54450 | Patient Problem Codes FDA CDRH | C50613 | Abortion, Inducedl | Abortion brought on intentionally. | Abortion, Artificial¦Artificial abortion¦Induced abortion
FDA | C54450 | Patient Problem Codes FDA CDRH | C50652 | Abortion, Missed | Retention in uterus of an abortus that has been dead at least 4 weeks.
FDA | C54450 | Patient Problem Codes FDA CDRH | C34338 | Abortion, Therapeutic
FDA | C54450 | Patient Problem Codes FDA CDRH | C50449 | Abrasion | Abraded wound; excoriation or circumscribed removal of the superficial layers of the skin or mucous membrane.
FDA | C54450 | Patient Problem Codes FDA CDRH | C26686 | Abscess
FDA | C54450 | Patient Problem Codes FDA CDRH | C50451 | Achalasia | Failure of the smooth muscle fibers of the gastrointestinal tract to relax at any one point of junction of one part with another.
FDA | C54450 | Patient Problem Codes FDA CDRH | C50453 | Acoustic Trauma
FDA | C54450 | Patient Problem Codes FDA CDRH | C54685 | Adhesion(s)
FDA | C54450 | Patient Problem Codes FDA CDRH | C3353 | Adult Respiratory Distress Syndrome |  | ARDS¦Adult respiratory distress syndrome, ARDS
FDA | C54450 | Patient Problem Codes FDA CDRH | C2851 | AIDS, Acquired Immunodeficiency Syndrome | A disease characterized by opportunistic infections. | Acquired immunodeficiency syndrome, AIDS
FDA | C54450 | Patient Problem Codes FDA CDRH | C50455 | Air Embolism | The presence of bubbles of gas in the vascular system; occurrence is related to the entry of air into the venous circulation following trauma or surgery.
FDA | C54450 | Patient Problem Codes FDA CDRH | C50730 | Airflow, Restricted
FDA | C54450 | Patient Problem Codes FDA CDRH | C50456 | Airway Obstruction
FDA | C54450 | Patient Problem Codes FDA CDRH | C50458 | Ambulation Difficulties |  | Difficulties, ambulation
FDA | C54450 | Patient Problem Codes FDA CDRH | C50459 | Amnionitis | Inflammation of the amnion.
FDA | C54450 | Patient Problem Codes FDA CDRH | C15179 | Amputation
FDA | C54450 | Patient Problem Codes FDA CDRH | C50410 | Anaphylactoid
FDA | C54450 | Patient Problem Codes FDA CDRH | C50417 | Anastomose, Failure To
FDA | C54450 | Patient Problem Codes FDA CDRH | C15609 | Anastomosis
FDA | C54450 | Patient Problem Codes FDA CDRH | C2869 | Anemia
FDA | C54450 | Patient Problem Codes FDA CDRH | C51220 | Anesthesia, insufficient, light or patchy |  | Light, patchy or insufficient anesthesia¦Patchy, light or insufficient anesthesia¦Insufficient, light or patchy anesthesia
FDA | C54450 | Patient Problem Codes FDA CDRH | C26693 | Aneurysm
FDA | C54450 | Patient Problem Codes FDA CDRH | C51221 | Angina
FDA | C54450 | Patient Problem Codes FDA CDRH | C2876 | Anoxia
FDA | C54450 | Patient Problem Codes FDA CDRH | C51222 | Antibiotics, reaction to
FDA | C54450 | Patient Problem Codes FDA CDRH | C16299 | Anticoagulation
FDA | C54450 | Patient Problem Codes FDA CDRH | C26696 | Anxiety
FDA | C54450 | Patient Problem Codes FDA CDRH | C50461 | Aortic Dissection |  | Dissection, Aortic
FDA | C54450 | Patient Problem Codes FDA CDRH | C51223 | Aortic insufficiency
FDA | C54450 | Patient Problem Codes FDA CDRH | C50861 | Aortic Regurgitation | The backward flow of blood from the aorta into the left ventricle, owing to insufficiency of the aortic semilunar valve; it may be chronic or acute.
FDA | C54450 | Patient Problem Codes FDA CDRH | C50462 | Aortic Stenosis | Narrowing of the orifice of the aortic valve or of the supravalvular or subvalvular regions.
FDA | C54450 | Patient Problem Codes FDA CDRH | C50815 | Aortic Valve Replacement |  | Replacement of aortic valve¦Valve, replacement of aortic
FDA | C54450 | Patient Problem Codes FDA CDRH | C50416 | Apgar Score, Decreased Or Low |  | Low or decreased apgar score¦Score, decreased or low apgar¦Decreased or low apgar score
FDA | C54450 | Patient Problem Codes FDA CDRH | C15191 | Apheresis
FDA | C54450 | Patient Problem Codes FDA CDRH | C50824 | Apicectomy
FDA | C54450 | Patient Problem Codes FDA CDRH | C26698 | Apnea | Cessation of breathing. | Arrest, respiratory¦Respiratory Arrest
FDA | C54450 | Patient Problem Codes FDA CDRH | C50749 | Arachnoiditis, Spinal | A chronic adhesive arachnoiditis in the spinal arachnoid, with root and spinal cord symptoms similar to those caused by pressure from a tumor.
FDA | C54450 | Patient Problem Codes FDA CDRH | C2881 | Arrhythmia
FDA | C54450 | Patient Problem Codes FDA CDRH | C34398 | Arteriosclerosis
FDA | C54450 | Patient Problem Codes FDA CDRH | C50464 | Arthralgia | Pain in a joint. | Pain, joint¦Joint pain
FDA | C54450 | Patient Problem Codes FDA CDRH | C2883 | Arthritis
FDA | C54450 | Patient Problem Codes FDA CDRH | C2884 | Arthritis, Rheumatoid |  | Rheumatoid Arthritis
FDA | C54450 | Patient Problem Codes FDA CDRH | C2885 | Ascites
FDA | C54450 | Patient Problem Codes FDA CDRH | C50465 | Asphyxia | A condition due to lack of oxygen in respired air, resulting in impending or actual cessation of life.
FDA | C54450 | Patient Problem Codes FDA CDRH | C50561 | Asphyxia, Fetal | Asphyxia in utero due to hypoxia. See also fetal hypoxia. | Fetal asphyxia
FDA | C54450 | Patient Problem Codes FDA CDRH | C28245 | Aspiration
FDA | C54450 | Patient Problem Codes FDA CDRH | C28397 | Asthma
FDA | C54450 | Patient Problem Codes FDA CDRH | C35768 | Atherosclerosis
FDA | C54450 | Patient Problem Codes FDA CDRH | C50466 | Atrial Fibrillation | An arrhythmia in which minute areas of the atrial myocardium are in various uncoordinated stages of depolarization and repolarization; instead of intermittently contracting, the atria quiver continuously in a chaotic pattern, causing a totally irregular, often rapid ventricular rate.
FDA | C54450 | Patient Problem Codes FDA CDRH | C51224 | Atrial Flutter
FDA | C54450 | Patient Problem Codes FDA CDRH | C50467 | Atrial Perforation
FDA | C54450 | Patient Problem Codes FDA CDRH | C35481 | Atrial Tachycardia
FDA | C54450 | Patient Problem Codes FDA CDRH | C2889 | Autoimmune Disease |  | Disease, autoimmune
FDA | C54450 | Patient Problem Codes FDA CDRH | C16313 | Autoimmune reaction |  | Reaction, autoimmune
FDA | C54450 | Patient Problem Codes FDA CDRH | C50870 | Autotransfusion | Reinfusion of blood or blood products derived from the patient's own circulation.
FDA | C54450 | Patient Problem Codes FDA CDRH | C51225 | Biliary Cirrhosis |  | Cirrhosis, biliary
FDA | C54450 | Patient Problem Codes FDA CDRH | C50551 | Blinking, Excessive |  | Excessive blinking
FDA | C54450 | Patient Problem Codes FDA CDRH | C50468 | Blockage
FDA | C54450 | Patient Problem Codes FDA CDRH | C50447 | Blood Gas Measurements, Abnormal |  | Abnormal blood gas measurements¦Measurements, abnormal blood gas
FDA | C54450 | Patient Problem Codes FDA CDRH | C50470 | Blood loss |  | Loss of blood
FDA | C54450 | Patient Problem Codes FDA CDRH | C50471 | Blood pooling | Unintended collection/stasis of blood in patient. | Pooling of blood
FDA | C54450 | Patient Problem Codes FDA CDRH | C27123 | Blurred vision |  | Vision, Blurring Of¦Blurring
FDA | C54450 | Patient Problem Codes FDA CDRH | C50442 | Body Temperature, Elevated | Elevation of total body temperature. | Core Temperature Rise¦Elevated body temperature¦Temperature rise, core¦Temperature, elevated body¦Rise in core temperature
FDA | C54450 | Patient Problem Codes FDA CDRH | C39611 | Bowel Perforation
FDA | C54450 | Patient Problem Codes FDA CDRH | C37920 | Bradycardia |  | Heart Rate, Decreased¦Decreased heart rate
FDA | C54450 | Patient Problem Codes FDA CDRH | C50440 | Brain Injury |  | Brain Damage¦Injury, brain
FDA | C54450 | Patient Problem Codes FDA CDRH | C50604 | Breast Feed, Inability To |  | Inability to breast feed
FDA | C54450 | Patient Problem Codes FDA CDRH | C3197 | Breast Lumps |  | Lumps, breast
FDA | C54450 | Patient Problem Codes FDA CDRH | C2910 | Breast Neoplasm |  | Neoplasm, breast
FDA | C54450 | Patient Problem Codes FDA CDRH | C2911 | Bronchitis
FDA | C54450 | Patient Problem Codes FDA CDRH | C26710 | Bronchopneumonia
FDA | C54450 | Patient Problem Codes FDA CDRH | C34439 | Bronchospasm
FDA | C54450 | Patient Problem Codes FDA CDRH | C37921 | Bruise
FDA | C54450 | Patient Problem Codes FDA CDRH | C34441 | Burn(s) | Injury to tissues caused by contact with dry heat, moist heat, flames, chemicals, electricity, friction or radiant and electromagnetic energy. A first degree burn is associated with redness, a second degree burn with vesication and a third degree burn with necrosis through the entire skin.
FDA | C54450 | Patient Problem Codes FDA CDRH | C50473 | Burn, Bowel |  | Bowel burn
FDA | C54450 | Patient Problem Codes FDA CDRH | C50506 | Burn, Corneal |  | Corneal burn
FDA | C54450 | Patient Problem Codes FDA CDRH | C50606 | Burn, Incisional |  | Incisional burn
FDA | C54450 | Patient Problem Codes FDA CDRH | C50768 | Burn, thermal |  | Thermal burn¦Burns, Thermal
FDA | C54450 | Patient Problem Codes FDA CDRH | C50476 | Burning Sensation |  | Sensation, burning
FDA | C54450 | Patient Problem Codes FDA CDRH | C3672 | Calcification |  | Deposit(s), calcium¦Calcium Deposit(s)
FDA | C54450 | Patient Problem Codes FDA CDRH | C4872 | Cancer, Breast |  | Breast cancer
FDA | C54450 | Patient Problem Codes FDA CDRH | C50477 | Cancer, Other
FDA | C54450 | Patient Problem Codes FDA CDRH | C50702 | Capsular Bag Tear, Posterior
FDA | C54450 | Patient Problem Codes FDA CDRH | C50479 | Cardiac Arrest | Sudden cessation of the pumping function of the heart, with disappearance of arterial blood pressure, connoting either ventricular fibrillation or ventricular standstill. | Arrest, cardiac¦Asystole
FDA | C54450 | Patient Problem Codes FDA CDRH | C50481 | Cardiac Tamponade | Acute compression of the heart caused by increased intrapericardial pressure due to the collection of blood or fluid in the pericardium from rupture of the heart, penetrating trauma, or progressive effusion.
FDA | C54450 | Patient Problem Codes FDA CDRH | C34830 | Cardiomyopathy
FDA | C54450 | Patient Problem Codes FDA CDRH | C50483 | Cardiopulmonary Arrest | Cessation of breathing and/or cardiac function. | Arrest, cardiopulmonary
FDA | C54450 | Patient Problem Codes FDA CDRH | C26713 | Cataract
FDA | C54450 | Patient Problem Codes FDA CDRH | C50614 | Cataract, Induced | A cataract that has been produced artificially or by induction, e.g. as a result of device use, medication, trauma, tears, falls, accidental injury, etc. | Induced cataract
FDA | C54450 | Patient Problem Codes FDA CDRH | C38045 | Catheterization
FDA | C54450 | Patient Problem Codes FDA CDRH | C34442 | Caustic/Chemical Burns |  | Burn, caustic/chemical¦Chemical/caustic burn
FDA | C54450 | Patient Problem Codes FDA CDRH | C26715 | Cellulitis
FDA | C54450 | Patient Problem Codes FDA CDRH | C50484 | Cephalohematoma | A subperiosteal hemorrhage limited to the surface of one cranial bone, a usually benign condition seen in the newborn as a result of bone trauma.
FDA | C54450 | Patient Problem Codes FDA CDRH | C50487 | Cerebrospinal Fluid Leakage |  | Leakage of cerebrospinal fluid¦Fluid, leakage of cerebrospinal
FDA | C54450 | Patient Problem Codes FDA CDRH | C3390 | Cerebrovascular Accident |  | CVA, Cerebrovascular accident¦CVA¦Cerebrovascular accident, (CVA)¦Stroke¦Syndrome, stroke¦Stroke Syndrome
FDA | C54450 | Patient Problem Codes FDA CDRH | C50488 | Cervical Changes | Changes such as abnormal, pathological, benign, malignant, etc. | Cervical Change¦Changes, cervical
FDA | C54450 | Patient Problem Codes FDA CDRH | C46088 | Cesarean Section (c-section) |  | Delivery by cesarean section (c-section)¦C-section (cesarean section), delivery by
FDA | C54450 | Patient Problem Codes FDA CDRH | C36290 | Chemical Exposure |  | Exposure, chemical
FDA | C54450 | Patient Problem Codes FDA CDRH | C50490 | Chemosis | Excessive edema of the ocular conjunctiva.
FDA | C54450 | Patient Problem Codes FDA CDRH | C38665 | Chest Pain |  | Pain in chest
FDA | C54450 | Patient Problem Codes FDA CDRH | C50491 | Chest Tightness/Pressure |  | Pressure/tightness in chest¦Tightness/pressure in chest
FDA | C54450 | Patient Problem Codes FDA CDRH | C35143 | Chills
FDA | C54450 | Patient Problem Codes FDA CDRH | C50494 | Choking
FDA | C54450 | Patient Problem Codes FDA CDRH | C26720 | Chorioamnionitis
FDA | C54450 | Patient Problem Codes FDA CDRH | C3199 | Chronic obstructive pulmonary disease, (COPD) |  | Disease (COPD), chronic obstructive¦Pulmonary disease (COPD), chronic obstructive¦Obstructive pulmonary disease (COPD), chronic¦COPD, chronic obstructive pulmonary disease
FDA | C54450 | Patient Problem Codes FDA CDRH | C50600 | Circulation, Impaired |  | Impaired circulation
FDA | C54450 | Patient Problem Codes FDA CDRH | C50495 | Claudication | Limping or lameness.
FDA | C54450 | Patient Problem Codes FDA CDRH | C50834 | Closed Capsulotomy
FDA | C54450 | Patient Problem Codes FDA CDRH | C34455 | Clouding, Central Corneal | Diffuse edema of the central region of the cornea, usually associated with the wearing of hard contact lenses, but may also occur in keratoconus. | Corneal clouding, central¦Central corneal clouding
FDA | C54450 | Patient Problem Codes FDA CDRH | C20812 | Coagulation |  | Clotting
FDA | C54450 | Patient Problem Codes FDA CDRH | C2902 | Coagulopathy
FDA | C54450 | Patient Problem Codes FDA CDRH | C50457 | Cognitive Changes | Pertaining to or characterized by cognition. That operation of the mind which we become aware of objects of thought or perception; it includes all aspects of perceiving, thinking, or remembering. | Changes, cognitive
FDA | C54450 | Patient Problem Codes FDA CDRH | C50497 | Collapse
FDA | C54450 | Patient Problem Codes FDA CDRH | C15211 | Colostomy
FDA | C54450 | Patient Problem Codes FDA CDRH | C34497 | Coma |  | Comatose
FDA | C54450 | Patient Problem Codes FDA CDRH | C50499 | Complaint, Ill-Defined |  | Ill-defined complaint
FDA | C54450 | Patient Problem Codes FDA CDRH | C50501 | Complete Heart Block
FDA | C54450 | Patient Problem Codes FDA CDRH | C50502 | Concussion | A violent jar or shock, or the condition which results from such an injury.
FDA | C54450 | Patient Problem Codes FDA CDRH | C37928 | Confusion/Disorientation |  | Disorientation/confusion
FDA | C54450 | Patient Problem Codes FDA CDRH | C2849 | Congenital Defect/Deformity |  | Deformity/defect, congenital¦Defect/deformity, congenital
FDA | C54450 | Patient Problem Codes FDA CDRH | C3080 | Congestive Heart Failure |  | Failure, congestive heart¦Heart failure, congestive
FDA | C54450 | Patient Problem Codes FDA CDRH | C34504 | Conjunctivitis
FDA | C54450 | Patient Problem Codes FDA CDRH | C26729 | Connective Tissue Disease |  | Disease, connective tissue¦Tissue disease, connective
FDA | C54450 | Patient Problem Codes FDA CDRH | C50505 | Contamination From Blood/Fluids | The patient becomes contaminated from contact with blood/fluids on a device. | Blood/fluids, contamination from¦Fluids/blood, contamination from
FDA | C54450 | Patient Problem Codes FDA CDRH | C50690 | Contamination, Chemical | Patient becomes contaminated from exposure to chemicals associated with the use of the device, including chemical spills from a device. | Chemical contamination
FDA | C54450 | Patient Problem Codes FDA CDRH | C50646 | Contraindication | Any special symptom or circumstance that renders the use of a remedy or the carrying out of a procedure inadvisable, usually because of the risk. | Contraindicated patient¦Patient, contraindicated
FDA | C54450 | Patient Problem Codes FDA CDRH | C50441 | Contusion | A bruise; an injury of a part without a break in the skin.
FDA | C54450 | Patient Problem Codes FDA CDRH | C50496 | Convulsion, Clonic | A convulsion marked by alternating contracting and relaxing of the muscles. | Clonic convulsion
FDA | C54450 | Patient Problem Codes FDA CDRH | C50776 | Convulsion, Tonic | Prolonged contraction of the muscles, as the result of an epileptic discharge. | Tonic convulsion
FDA | C54450 | Patient Problem Codes FDA CDRH | C50692 | Cornea, Perforation Of |  | Perforation of cornea
FDA | C54450 | Patient Problem Codes FDA CDRH | C26730 | Corneal Abrasion
FDA | C54450 | Patient Problem Codes FDA CDRH | C50507 | Corneal Decompensation | Inability to maintain corneal integrity; or corneal edema resulting from failure of the corneal endothelium to maintain detumescence. | Decompensation, corneal
FDA | C54450 | Patient Problem Codes FDA CDRH | C50508 | Corneal Edema | Hazy, swollen cornea. | Edema, corneal
FDA | C54450 | Patient Problem Codes FDA CDRH | C50919 | Corneal Implant |  | Implant, corneal
FDA | C54450 | Patient Problem Codes FDA CDRH | C50510 | Corneal Infiltrates | Discrete, small lesions present in the cornea as a result of corneal inflammation and, in some cases, after soft contact lens wear especially extended-wear lenses. | Infiltrates, corneal
FDA | C54450 | Patient Problem Codes FDA CDRH | C50511 | Corneal Scar |  | Scar, corneal
FDA | C54450 | Patient Problem Codes FDA CDRH | C50512 | Corneal Sensitivity | The capability of the cornea to respond to stimulation. | Sensitivity, corneal
FDA | C54450 | Patient Problem Codes FDA CDRH | C50513 | Corneal Touch | Complications of intraocular lens surgery; usually refers to intraocular lens contact with cornea, can be intermittent or chronic. | Touch, corneal
FDA | C54450 | Patient Problem Codes FDA CDRH | C50514 | Corneal Transplant |  | Transplant, corneal
FDA | C54450 | Patient Problem Codes FDA CDRH | C50515 | Corneal Ulcer | Area of epithelial tissue loss from corneal surface; associated with inflammatory cells in the cornea and anterior chamber. | Ulcer, corneal
FDA | C54450 | Patient Problem Codes FDA CDRH | C50516 | Corneal Whitening |  | Whitening, corneal
FDA | C54450 | Patient Problem Codes FDA CDRH | C34827 | Cramp(s)
FDA | C54450 | Patient Problem Codes FDA CDRH | C35375 | Crushing Injury |  | Injury, crushing
FDA | C54450 | Patient Problem Codes FDA CDRH | C50517 | Cusp Tear
FDA | C54450 | Patient Problem Codes FDA CDRH | C50518 | Cut(s)
FDA | C54450 | Patient Problem Codes FDA CDRH | C26737 | Cyanosis
FDA | C54450 | Patient Problem Codes FDA CDRH | C50519 | Cyclitis | Inflammation of the ciliary body.
FDA | C54450 | Patient Problem Codes FDA CDRH | C50520 | Cyst(s), Formation Of |  | Formation of cyst(s)
FDA | C54450 | Patient Problem Codes FDA CDRH | C50521 | Cytomegaloviral Retinitis |  | Retinitis, cytomegaloviral
FDA | C54450 | Patient Problem Codes FDA CDRH | C14196 | Cytomegalovirus (CVM) |  | CMV, cytomegalovirus
FDA | C54450 | Patient Problem Codes FDA CDRH | C27644 | Deafness
FDA | C54450 | Patient Problem Codes FDA CDRH | C50620 | Death, Intrauterine Fetal | Death in utero; failure of the product of conception to show evidence of respiration, heart beat, or definite movement of a voluntary muscle after expulsion from the uterus, with no possibility of resuscitation. | Fetal death, intrauterinel¦Intrauterine fetal death
FDA | C54450 | Patient Problem Codes FDA CDRH | C50418 | Death/Expired |  | Expired/death
FDA | C54450 | Patient Problem Codes FDA CDRH | C50472 | Debris, Bone Shedding | Shedding of accumulated bone fragments. | Bone shedding debris¦Shedding of bone debris
FDA | C54450 | Patient Problem Codes FDA CDRH | C50923 | Decreased Apgar
FDA | C54450 | Patient Problem Codes FDA CDRH | C50774 | Degeneration | Deterioration; change from a higher to a lower form; especially change of tissue to a lower or less functionally active form.
FDA | C54450 | Patient Problem Codes FDA CDRH | C50527 | Dehiscence
FDA | C54450 | Patient Problem Codes FDA CDRH | C26740 | Dehydrated
FDA | C54450 | Patient Problem Codes FDA CDRH | C50433 | Delamination
FDA | C54450 | Patient Problem Codes FDA CDRH | C4786 | Dementia
FDA | C54450 | Patient Problem Codes FDA CDRH | C50531 | Dementia, Dialysis | A severe, often fatal encephalopathy which has been attributed to accumulation in the brain of aluminum from dialysate prepared with inadequately purified water. | Dialysis dementia
FDA | C54450 | Patient Problem Codes FDA CDRH | C9442 | Deposits
FDA | C54450 | Patient Problem Codes FDA CDRH | C2982 | Depression
FDA | C54450 | Patient Problem Codes FDA CDRH | C26744 | Dermatomyositis
FDA | C54450 | Patient Problem Codes FDA CDRH | C26874 | Detached retina |  | Retina, detached
FDA | C54450 | Patient Problem Codes FDA CDRH | C25751 | Deterioration
FDA | C54450 | Patient Problem Codes FDA CDRH | C50530 | Diabetic Ketoacidosis | A type of metabolic acidosis produced by accumulation of ketone bodies resulting from uncontrolled diabetes mellitus. | Ketoacidosis, diabetic
FDA | C54450 | Patient Problem Codes FDA CDRH | C50403 | Diaphoretic | Pertaining to or characterized by, or promoting diaphoresis; an agent that produces diaphoresis. (Diaphoresis is the act of perspiration, especially profuse perspiration).
FDA | C54450 | Patient Problem Codes FDA CDRH | C2987 | Diarrhea
FDA | C54450 | Patient Problem Codes FDA CDRH | C50492 | Difficulty Chewing
FDA | C54450 | Patient Problem Codes FDA CDRH | C21007 | Disability
FDA | C54450 | Patient Problem Codes FDA CDRH | C50707 | Disc Impingement
FDA | C54450 | Patient Problem Codes FDA CDRH | C50437 | Discharge
FDA | C54450 | Patient Problem Codes FDA CDRH | C50535 | Discomfort
FDA | C54450 | Patient Problem Codes FDA CDRH | C50536 | Disfigurement
FDA | C54450 | Patient Problem Codes FDA CDRH | C61409 | Dissection
FDA | C54450 | Patient Problem Codes FDA CDRH | C2992 | Disseminated intravascular coagulation (DIC) | A disorder characterized by reduction in the elements involved in blood coagulation due to their utilization in widespread blood clotting within the vessels. | Coagulation (DIC), disseminated intravascular¦Intravascular coagulation (DIC), disseminated¦Disseminated intravascular coagulation¦DIC, disseminated intravascular coagulation¦DIC
FDA | C54450 | Patient Problem Codes FDA CDRH | C50537 | Distention
FDA | C54450 | Patient Problem Codes FDA CDRH | C37942 | Distress
FDA | C54450 | Patient Problem Codes FDA CDRH | C37943 | Dizziness
FDA | C54450 | Patient Problem Codes FDA CDRH | C50434 | Drainage
FDA | C54450 | Patient Problem Codes FDA CDRH | C34553 | Dry Eye(s) |  | Eye(s), dry
FDA | C54450 | Patient Problem Codes FDA CDRH | C50539 | Dyskinesia | Difficulty moving; distortion or impairment of voluntary movement, as in tic, spasm, or myoclonus.
FDA | C54450 | Patient Problem Codes FDA CDRH | C2980 | Dysphagia
FDA | C54450 | Patient Problem Codes FDA CDRH | C35546 | Dysphasia
FDA | C54450 | Patient Problem Codes FDA CDRH | C2998 | Dyspnea |  | Breathing Difficulties¦Difficulty breathing
FDA | C54450 | Patient Problem Codes FDA CDRH | C2999 | Dysuria | Difficulty or pain in urination.
FDA | C54450 | Patient Problem Codes FDA CDRH | C26758 | Ecchymosis
FDA | C54450 | Patient Problem Codes FDA CDRH | C34945 | Ectopic Pregnancy |  | Pregnancy, ectopic
FDA | C54450 | Patient Problem Codes FDA CDRH | C3002 | Edema
FDA | C54450 | Patient Problem Codes FDA CDRH | C35468 | Edema, macular |  | Macular edema
FDA | C54450 | Patient Problem Codes FDA CDRH | C50901 | Edema, Microcytic |  | Microcytic edema
FDA | C54450 | Patient Problem Codes FDA CDRH | C50859 | Edema, Stromal | Fluid from the aqueous humor enters the corneal stroma and causes swelling. | Stromal edema
FDA | C54450 | Patient Problem Codes FDA CDRH | C50543 | EKG/ECG Changes | Changes in cardiac electrical activity. | Changes in EKG/ECG¦ECG/EKG changes
FDA | C54450 | Patient Problem Codes FDA CDRH | C50541 | Electric Shock |  | Shock, electric¦Shock, Electrical¦Electrical Shock
FDA | C54450 | Patient Problem Codes FDA CDRH | C50544 | Electrocution | The passage of electrical current through the body.
FDA | C54450 | Patient Problem Codes FDA CDRH | C50545 | Electrolyte Imbalance | Higher or lower than normal values for the serum electrolytes; usually affecting NA, K, CHL, CO2, glucose, bun. | Imbalance, electrolyte
FDA | C54450 | Patient Problem Codes FDA CDRH | C50542 | Electro-Mechanical Dissociation | Continued electrical rhythmicity of the heart in the absence of effective mechanical function. | Dissociation, electro-mechanical
FDA | C54450 | Patient Problem Codes FDA CDRH | C26759 | Embolism
FDA | C54450 | Patient Problem Codes FDA CDRH | C50547 | Embolus | A mass of clotted blood or other formed elements, such as bubbles of air, calcium fragments, etc. brought by the blood from another vessel and forced into a smaller one, thus obstructing the circulation.
FDA | C54450 | Patient Problem Codes FDA CDRH | C50489 | Emotional Changes |  | Changes, emotional
FDA | C54450 | Patient Problem Codes FDA CDRH | C3348 | Emphysema, Pulmonary | A condition of the lung characterized by increase beyond normal in the size of air spaces distal to the terminal bronchioles, either from dilatation of the alveoli or from destruction of their walls. | Pulmonary emphysema
FDA | C54450 | Patient Problem Codes FDA CDRH | C26760 | Encephalitis
FDA | C54450 | Patient Problem Codes FDA CDRH | C26920 | Encephalopathy
FDA | C54450 | Patient Problem Codes FDA CDRH | C34582 | Endocarditis
FDA | C54450 | Patient Problem Codes FDA CDRH | C34586 | Endophthalmitis
FDA | C54450 | Patient Problem Codes FDA CDRH | C50918 | Endotoxin
FDA | C54450 | Patient Problem Codes FDA CDRH | C50548 | Entrapment | Patient becomes entangled or caught in a bed, particularly in side rails, or mattress, or head/foot boards.
FDA | C54450 | Patient Problem Codes FDA CDRH | C50480 | Enzyme Elevation, Cardiac |  | Cardiac enzyme elevation¦Elevation of cardiac enzymes
FDA | C54450 | Patient Problem Codes FDA CDRH | C50829 | Epithelial Marsupialization |  | Marsupialization, epithelial
FDA | C54450 | Patient Problem Codes FDA CDRH | C50443 | Erosion | An eating away or breakdown of any type of external or internal human tissue including but not limited to skin, teeth, mucosa, or somatic, which involves only the outer tissue layer. When tissue surrounds an implanted device, the tissue breakdown may result in migration and loss of the implant material and may result in further complications such as infection or abscess.
FDA | C54450 | Patient Problem Codes FDA CDRH | C50550 | Eructate | To belch, the casting of upwind from the stomach.
FDA | C54450 | Patient Problem Codes FDA CDRH | C26901 | Erythema
FDA | C54450 | Patient Problem Codes FDA CDRH | C50841 | Esophagus, Laceration(s) Of |  | Laceration(s) of esophagus
FDA | C54450 | Patient Problem Codes FDA CDRH | C50693 | Esophagus, Perforation Of |  | Perforation of esophagus
FDA | C54450 | Patient Problem Codes FDA CDRH | C50553 | Exit Block
FDA | C54450 | Patient Problem Codes FDA CDRH | C50554 | Expulsion
FDA | C54450 | Patient Problem Codes FDA CDRH | C50856 | Exsanguination | Extensive loss of blood due to internal or external hemorrhage.
FDA | C54450 | Patient Problem Codes FDA CDRH | C48198 | Extravasation | A discharge or escape, as of blood, from a vessel into the tissues.
FDA | C54450 | Patient Problem Codes FDA CDRH | C50556 | Extreme Exhaustion | Extreme fatigue; inability to respond to stimuli. | Exhaustion, extreme
FDA | C54450 | Patient Problem Codes FDA CDRH | C50557 | Extrusion | Thrusting or pushing out; expulsion by force.
FDA | C54450 | Patient Problem Codes FDA CDRH | C50819 | Extubate
FDA | C54450 | Patient Problem Codes FDA CDRH | C34602 | Eye injury |  | Injury, eye
FDA | C54450 | Patient Problem Codes FDA CDRH | C26769 | Facial Nerve Paralysis |  | Paralysis of facial nerve¦Nerve paralysis, facial
FDA | C54450 | Patient Problem Codes FDA CDRH | C50857 | Fainting | Extremely weak; threatened with syncope.
FDA | C54450 | Patient Problem Codes FDA CDRH | C50558 | Fall
FDA | C54450 | Patient Problem Codes FDA CDRH | C50559 | Fasciitis | Inflammation of fascia.
FDA | C54450 | Patient Problem Codes FDA CDRH | C3036 | Fatigue
FDA | C54450 | Patient Problem Codes FDA CDRH | C50560 | Feeding Problems |  | Problems, feeding
FDA | C54450 | Patient Problem Codes FDA CDRH | C50562 | Fetal Brain Injury | Injury occurring as a result of the delivery process. | Brain injury, fetal¦Injury, fetal brain
FDA | C54450 | Patient Problem Codes FDA CDRH | C50546 | Fetal Core Temperature Rise | Elevation of total fetal body temperature. | Core temperature rise, fetal¦Temperature rise, fetal core¦Rise in fetal core temperature
FDA | C54450 | Patient Problem Codes FDA CDRH | C50563 | Fetal Distress |  | Distress, fetal
FDA | C54450 | Patient Problem Codes FDA CDRH | C51370 | Fetal scalp laceration(s) |  | Laceration(s), fetal scalp¦Scalp laceration(s), fetal
FDA | C54450 | Patient Problem Codes FDA CDRH | C3038 | Fever
FDA | C54450 | Patient Problem Codes FDA CDRH | C50566 | Fibromyitis | Inflammation and fibrous degeneration of a muscle.
FDA | C54450 | Patient Problem Codes FDA CDRH | C3044 | Fibrosis | The formation of fibrous tissue; fibroid or fibrous degeneration.
FDA | C54450 | Patient Problem Codes FDA CDRH | C50532 | First Use Syndrome | A symptom complex characterized by nervousness, chest pain, back pain, palpations, pruritus, and other usually mild symptoms occurring minutes following the initiation of dialysis with a new dialyzer. | Syndrome, first use
FDA | C54450 | Patient Problem Codes FDA CDRH | C3045 | Fistula
FDA | C54450 | Patient Problem Codes FDA CDRH | C50568 | Flashers | A sudden or brief burst of light.
FDA | C54450 | Patient Problem Codes FDA CDRH | C50569 | Flatus | Gas or air in the gastrointestinal tract.
FDA | C54450 | Patient Problem Codes FDA CDRH | C50570 | Follow-Up Bowel Resection Required
FDA | C54450 | Patient Problem Codes FDA CDRH | C50524 | Forced Expiratory Volume, Decreased | A decrease in the fraction of the forced vital capacity that is exhaled in a specific number of seconds. | FEV decreased¦FEV (forced expiratory volume), decreased¦Decreased forced expiratory volume (FEV)¦Volume (FEV), decreased forced expiratory¦Forced expiratory volume (FEV), decreased
FDA | C54450 | Patient Problem Codes FDA CDRH | C50609 | Forced Expiratory Volume, Increased | An increase in the fraction of the forced vital capacity that is exhaled in a specific number of seconds. | FEV increased¦FEV, (forced expiratory volume), increased¦Forced expiratory volume (FEV), increased¦Increased forced expiratory volume (FEV)¦Volume (FEV), increased forced expiratory
FDA | C54450 | Patient Problem Codes FDA CDRH | C50444 | Foreign Body Reaction | A granulomatous inflammatory reaction evoked by the presence of an exogenous material in the tissues, a characteristic feature of which is the formation of foreign body giant cells. | Reaction, foreign body
FDA | C54450 | Patient Problem Codes FDA CDRH | C50572 | Foreign Body Sensation | Feeling of grittiness or having something in the eye; frequently caused by a foreign body. Other possible causes include corneal abrasion, corneal ulcer, inturned eye lash or acute conjunctivitis. | Sensation, foreign body
FDA | C54450 | Patient Problem Codes FDA CDRH | C50821 | Foreign Body, Removal Of |  | Removal of foreign body
FDA | C54450 | Patient Problem Codes FDA CDRH | C3046 | Fracture(s)
FDA | C54450 | Patient Problem Codes FDA CDRH | C27783 | Fracture, Arm
FDA | C54450 | Patient Problem Codes FDA CDRH | C50529 | Fracture, Delayed Union |  | Delayed union fracture¦Union fracture, delayed
FDA | C54450 | Patient Problem Codes FDA CDRH | C26794 | Fracture, Hip |  | Hip fracture
FDA | C54450 | Patient Problem Codes FDA CDRH | C50745 | Fracture, Skull |  | Skull fracturel
FDA | C54450 | Patient Problem Codes FDA CDRH | C50777 | Fracture, Tooth |  | Tooth fracture
FDA | C54450 | Patient Problem Codes FDA CDRH | C14209 | Fungus
FDA | C54450 | Patient Problem Codes FDA CDRH | C50573 | Gangrene | Death of tissue, usually in considerable mass and generally associated with loss of vascular (nutritive) supply and followed by bacterial invasion and putrefaction.
FDA | C54450 | Patient Problem Codes FDA CDRH | C26780 | Gastritis
FDA | C54450 | Patient Problem Codes FDA CDRH | C26782 | Glaucoma
FDA | C54450 | Patient Problem Codes FDA CDRH | C3064 | Granuloma
FDA | C54450 | Patient Problem Codes FDA CDRH | C52352 | Great Vessel Perforation |  | Perforation, great vessel
FDA | C54450 | Patient Problem Codes FDA CDRH | C50575 | Hair Loss |  | Loss of hair
FDA | C54450 | Patient Problem Codes FDA CDRH | C50806 | Halo | Hazy ring around bright lights seen by some patients with refractive error or optical defects, e.g. cataracts, or corneal swelling.
FDA | C54450 | Patient Problem Codes FDA CDRH | C50509 | Haze
FDA | C54450 | Patient Problem Codes FDA CDRH | C34660 | Head Injury |  | Injury, head
FDA | C54450 | Patient Problem Codes FDA CDRH | C34661 | Headache
FDA | C54450 | Patient Problem Codes FDA CDRH | C50643 | Headache, Lumbar Puncture | Headache in erect position, after lumbar puncture; due to lowering of intracranial pressure by leakage of cerebrospinal fluid through the needle tract. | Post spinal headache¦Headache, post spinal¦Lumbar puncture headache
FDA | C54450 | Patient Problem Codes FDA CDRH | C50601 | Healing, Impaired |  | Impaired healing
FDA | C54450 | Patient Problem Codes FDA CDRH | C50576 | Hearing Impairment |  | Impairment, hearing
FDA | C54450 | Patient Problem Codes FDA CDRH | C35731 | Hearing loss |  | Loss of hearing
FDA | C54450 | Patient Problem Codes FDA CDRH | C50577 | Heart Failure | Inability of the heart to pump blood at an adequate rate to fill tissue metabolic requirements or the ability to do so only at an elevated filling pressure. | Cardiac Insufficiency¦Failure, Heart¦Insufficiency, cardiac
FDA | C54450 | Patient Problem Codes FDA CDRH | C50818 | Heart Valve Repair |  | Valve, repair of heart¦Repair, heart valve
FDA | C54450 | Patient Problem Codes FDA CDRH | C34670 | Heartburn
FDA | C54450 | Patient Problem Codes FDA CDRH | C50578 | Heavier Menses
FDA | C54450 | Patient Problem Codes FDA CDRH | C50579 | Hematoma | A localized collection of blood, usually clotted, in an organ, space, or tissue, due to a break in the wall of a blood vessel.
FDA | C54450 | Patient Problem Codes FDA CDRH | C3090 | Hematuria
FDA | C54450 | Patient Problem Codes FDA CDRH | C50580 | Hemoconcentration | An increase in the concentration of blood cells resulting from the loss of plasma or water from the blood stream.
FDA | C54450 | Patient Problem Codes FDA CDRH | C15248 | Hemodialysis
FDA | C54450 | Patient Problem Codes FDA CDRH | C37965 | Hemolysis
FDA | C54450 | Patient Problem Codes FDA CDRH | C34376 | Hemolytic Anemia |  | Anemia, hemolytic
FDA | C54450 | Patient Problem Codes FDA CDRH | C3094 | Hemoptysis
FDA | C54450 | Patient Problem Codes FDA CDRH | C26791 | Hemorrhage |  | Bleeding
FDA | C54450 | Patient Problem Codes FDA CDRH | C50485 | Hemorrhage, cerebral | Hemorrhage into the cerebrum. See also Stroke Syndrome. | Bleeding, cerebral¦Cerebral bleeding¦Cerebral hemorrhage
FDA | C54450 | Patient Problem Codes FDA CDRH | C50555 | Hemorrhage, Extradural | Intracranial hemorrhage into the epidural space. | Extradural hemorrhage
FDA | C54450 | Patient Problem Codes FDA CDRH | C50896 | Hemorrhage, Intraventricular |  | Intraventricular hemorrhage
FDA | C54450 | Patient Problem Codes FDA CDRH | C50757 | Hemorrhage, Subarachnoid | Intracranial hemorrhage into the subarachnoid space. | Subarachnoid hemorrhage
FDA | C54450 | Patient Problem Codes FDA CDRH | C50759 | Hemorrhage, Subdural | Cerebral hemorrhage into the subdural space. See also Stroke Syndrome. | Subdural hemorrhage
FDA | C54450 | Patient Problem Codes FDA CDRH | C50761 | Hemorrhage, Subgaleal |  | Hemorrhage, subgaleal
FDA | C54450 | Patient Problem Codes FDA CDRH | C50581 | Hemostasis | The arrest of bleeding, either by the physiological properties of vasoconstriction and coagulation or by surgical means.
FDA | C54450 | Patient Problem Codes FDA CDRH | C50582 | Hemothorax | A collection of blood in the pleural cavity.
FDA | C54450 | Patient Problem Codes FDA CDRH | C3095 | Hepatitis
FDA | C54450 | Patient Problem Codes FDA CDRH | C34685 | Hernia
FDA | C54450 | Patient Problem Codes FDA CDRH | C50583 | Herpes | Any inflammatory skin disease caused by a herpesvirus and characterized by the formation of small vesicles in clusters.
FDA | C54450 | Patient Problem Codes FDA CDRH | C37966 | Hiccups
FDA | C54450 | Patient Problem Codes FDA CDRH | C14219 | HIV, Human Immunodeficiency Virus | A cytopathic retrovirus. It is the etiological agent of AIDS. | Human immunodeficiency virus (HIV)¦Virus (HIV), human immunodeficiency
FDA | C54450 | Patient Problem Codes FDA CDRH | C50414 | Hospitalization Required |  | Required hospitalization
FDA | C54450 | Patient Problem Codes FDA CDRH | C50586 | Host-Tissue Reaction | Growth of tissue in or around a foreign body as the body's antibody response to the foreign body. | Tissue, reaction of host¦Reaction of host-tissue
FDA | C54450 | Patient Problem Codes FDA CDRH | C3109 | Hot Flashes |  | Flashes, hot
FDA | C54450 | Patient Problem Codes FDA CDRH | C50736 | Hyaloid Face, Rupture Of |  | Face, rupture of hyaloid¦Rupture of hyaloid face
FDA | C54450 | Patient Problem Codes FDA CDRH | C27088 | Hyperbilirubinemia | Excessive concentrations of bilirubin in the blood, which may lead to jaundice.
FDA | C54450 | Patient Problem Codes FDA CDRH | C50588 | Hyperemia | The presence of an increased amount of blood in a part or organ; engorgement.
FDA | C54450 | Patient Problem Codes FDA CDRH | C26797 | Hyperglycemia |  | Blood Glucose, High¦Glucose, high blood¦High blood glucose
FDA | C54450 | Patient Problem Codes FDA CDRH | C37970 | Hypernatremia
FDA | C54450 | Patient Problem Codes FDA CDRH | C3113 | Hyperplasia
FDA | C54450 | Patient Problem Codes FDA CDRH | C3114 | Hypersensitivity | Hypersensitivity; a local or general reaction of an organism following contact with a specific allergen to which it has been previously exposed and to which it has become sensitized. | Allergic Reaction
FDA | C54450 | Patient Problem Codes FDA CDRH | C3117 | Hypertension |  | Blood Pressure, High¦High blood pressure¦Blood Pressure, Increased¦Increased blood pressure¦Pressure, high blood
FDA | C54450 | Patient Problem Codes FDA CDRH | C50589 | Hyperthermia
FDA | C54450 | Patient Problem Codes FDA CDRH | C50590 | Hyperventilation | Abnormally prolonged, rapid, and deep breathing.
FDA | C54450 | Patient Problem Codes FDA CDRH | C50591 | Hypervolemia
FDA | C54450 | Patient Problem Codes FDA CDRH | C50592 | Hyphema | Hemorrhage within the anterior chamber of the eye; bloodshot.
FDA | C54450 | Patient Problem Codes FDA CDRH | C50445 | Hypoesthesia | Consisting of abnormally decreased sensitivity, particularly to touch.
FDA | C54450 | Patient Problem Codes FDA CDRH | C50463 | Hypoesthesia, Arm/Hand | Consisting of abnormally decreased sensitivity, particularly to touch.
FDA | C54450 | Patient Problem Codes FDA CDRH | C50571 | Hypoesthesia, Foot/Leg | Consisting of abnormally decreased sensitivity, particularly to touch. | Leg/foot hypoesthesia¦Foot/leg hypoesthesia
FDA | C54450 | Patient Problem Codes FDA CDRH | C3126 | Hypoglycemia |  | Blood Glucose, Low¦Glucose, low blood¦Low blood glucose
FDA | C54450 | Patient Problem Codes FDA CDRH | C50593 | Hypopyon | An accumulation of pus in the anterior chamber of the eye.
FDA | C54450 | Patient Problem Codes FDA CDRH | C3128 | Hypotension |  | Blood Pressure, Decreased¦Blood Pressure, Low¦Decreased blood pressure¦Low blood pressure¦Pressure, low blood
FDA | C54450 | Patient Problem Codes FDA CDRH | C50523 | Hypothermia | Abnormally low body temperature. | Body temperature, decreased¦Decreased body temperature¦Temperature, decreased body
FDA | C54450 | Patient Problem Codes FDA CDRH | C50594 | Hypoventilation | A state in which there is a reduced amount of air entering the pulmonary alveoli.
FDA | C54450 | Patient Problem Codes FDA CDRH | C50595 | Hypovolemia | Abnormally decreased volume of circulating fluid (plasma) in body.
FDA | C54450 | Patient Problem Codes FDA CDRH | C3890 | Hypoxia
FDA | C54450 | Patient Problem Codes FDA CDRH | C50564 | Hypoxia, Fetal | Hypoxia in utero, caused by conditions such as inadequate placental function (often abruptio placentae), preeclamptic toxicity, prolapse of the umbilical cord, or complications from anesthetic administration.
FDA | C54450 | Patient Problem Codes FDA CDRH | C50597 | Iatrogenic Lesion | Denoting any adverse condition in a patient occurring as the result of treatment by a physician or surgeon, especially infections acquired by the patient during the course of the treatment. | Lesion, iatrogenic
FDA | C54450 | Patient Problem Codes FDA CDRH | C50598 | Iatrogenic Source |  | Source, iatogenic
FDA | C54450 | Patient Problem Codes FDA CDRH | C50839 | Identified Diagnosis |  | Diagnosis, identified
FDA | C54450 | Patient Problem Codes FDA CDRH | C50599 | Idioventricular Rhythm | Relating to or affecting the cardiac ventricles alone. | Rhythm, idioventricular
FDA | C54450 | Patient Problem Codes FDA CDRH | C50626 | Immobility Of The Joint
FDA | C54450 | Patient Problem Codes FDA CDRH | C3131 | Immuno-Deficiency | A deficiency of immune response or a disorder characterized by deficient immune response.
FDA | C54450 | Patient Problem Codes FDA CDRH | C50603 | Implant, Failure Of | An object or material, such as an alloplastic or radioactive material or tissue, partially or totally inserted or grafted into the body for prosthetic, therapeutic, diagnostic, or experimental purposes. | Failure of implant
FDA | C54450 | Patient Problem Codes FDA CDRH | C3133 | Impotence
FDA | C54450 | Patient Problem Codes FDA CDRH | C50415 | Improved Patient Condition |  | Condition of patient, improved¦Patient condition, improved
FDA | C54450 | Patient Problem Codes FDA CDRH | C50914 | Inadequate Osteointegration
FDA | C54450 | Patient Problem Codes FDA CDRH | C50607 | Incompetent Cervix | One that is abnormally prone to dilate in the second trimester of pregnancy, resulting in premature expulsion of the fetus. | Cervix, incompetent
FDA | C54450 | Patient Problem Codes FDA CDRH | C3429 | Incontinence
FDA | C54450 | Patient Problem Codes FDA CDRH | C50486 | Infarction, cerebral | An ischemic condition of the brain, producing a persistent focal neurological deficit in the area of distribution of the cerebral arteries. | Cerebral, Infarction
FDA | C54450 | Patient Problem Codes FDA CDRH | C26726 | Infection
FDA | C54450 | Patient Problem Codes FDA CDRH | C2890 | Infection, Bacterial |  | Bacterial infection
FDA | C54450 | Patient Problem Codes FDA CDRH | C50534 | Infection, Direct | Infection produced by direct contact with another person. | Direct infection
FDA | C54450 | Patient Problem Codes FDA CDRH | C3245 | Infection, Fungal |  | Fungal infection
FDA | C54450 | Patient Problem Codes FDA CDRH | C50612 | Infection, Indirect | Infection transmitted by water, food or other means of conveyance. | Indirect infection
FDA | C54450 | Patient Problem Codes FDA CDRH | C50617 | Infection, Intraocular | Infection within the eye. | Intraocular infection
FDA | C54450 | Patient Problem Codes FDA CDRH | C50719 | Infection, Pyrogenic | An infection caused by pus-producing organisms. | Pyrogenic infection
FDA | C54450 | Patient Problem Codes FDA CDRH | C50758 | Infection, Subclinical | Infection associated with no detectable symptoms but caused by microorganisms capable of producing easily recognizable diseases, such a poliomyelitis or mumps. | Subclinical infection
FDA | C54450 | Patient Problem Codes FDA CDRH | C35650 | Infection, Upper Respiratory Tract
FDA | C54450 | Patient Problem Codes FDA CDRH | C50791 | Infection, Urinary Tract |  | Urinary tract infection¦Tract, infection of urinary
FDA | C54450 | Patient Problem Codes FDA CDRH | C3439 | Infection, Viral |  | Viral infection
FDA | C54450 | Patient Problem Codes FDA CDRH | C50922 | Infective Agents |  | Agents, infective
FDA | C54450 | Patient Problem Codes FDA CDRH | C25754 | Infiltration | To penetrate a tissue or substance. | Infiltrates
FDA | C54450 | Patient Problem Codes FDA CDRH | C3137 | Inflammation
FDA | C54450 | Patient Problem Codes FDA CDRH | C3671 | Injury
FDA | C54450 | Patient Problem Codes FDA CDRH | C25182 | Inpatient
FDA | C54450 | Patient Problem Codes FDA CDRH | C50796 | Insufficiency, Valvular | Dysfunction of one of the cardiac valves, with incomplete valve closure resulting in valvular regurgitation. | Valvular insufficiency
FDA | C54450 | Patient Problem Codes FDA CDRH | C34818 | Intermenstrual Bleeding
FDA | C54450 | Patient Problem Codes FDA CDRH | C50616 | Intimal Dissection | Pertaining to the inner layer of the blood vessels. | Dissection, intimal
FDA | C54450 | Patient Problem Codes FDA CDRH | C50438 | Intracranial hemorrhage | Bleeding within the cranium. | Bleeding, Intracranial¦Intracranial bleeding¦Hemorrhage, Intracranial
FDA | C54450 | Patient Problem Codes FDA CDRH | C50618 | Intraocular Pressure Rise | Increase of pressure of the intraocular fluid in the eye. | IOPR¦Rise in intraocular pressure, (IOPR)¦Pressure (IOPR), rise in intraocular¦IOPR, intraocular pressure rise¦Intraocular pressure rise, (IOPR)
FDA | C54450 | Patient Problem Codes FDA CDRH | C50786 | Intraocular Pressure, Delayed, Uncontrolled | Changes in the fluid pressure inside the eye. | Delayed, uncontrolled intraocular pressure (IOP)¦IOP Delayed, Uncontrolled¦IOP (intraocular pressure), delayed, uncontrolled¦Pressure (IOP), delayed uncontrolled intraocular¦Uncontrolled/delayed intraocular pressure (IOP)¦Intraocular pressure (IOP), delayed, uncontrolled
FDA | C54450 | Patient Problem Codes FDA CDRH | C50619 | Intraoperative Pain
FDA | C54450 | Patient Problem Codes FDA CDRH | C48197 | Intravasation | The entrance of foreign matter into a blood vessel.
FDA | C54450 | Patient Problem Codes FDA CDRH | C37981 | Intubation
FDA | C54450 | Patient Problem Codes FDA CDRH | C50621 | Iritis | Inflammation of the iris.
FDA | C54450 | Patient Problem Codes FDA CDRH | C50623 | Irritability
FDA | C54450 | Patient Problem Codes FDA CDRH | C50624 | Irritation
FDA | C54450 | Patient Problem Codes FDA CDRH | C34738 | Ischemia
FDA | C54450 | Patient Problem Codes FDA CDRH | C50625 | Ischemic Heart Disease |  | Disease, ischemic heart¦Heart disease, ischemic
FDA | C54450 | Patient Problem Codes FDA CDRH | C3344 | Itching
FDA | C54450 | Patient Problem Codes FDA CDRH | C3143 | Jaundice
FDA | C54450 | Patient Problem Codes FDA CDRH | C26750 | Joint Dislocation |  | Dislocated joint
FDA | C54450 | Patient Problem Codes FDA CDRH | C35760 | Joint Disorder |  | Disorder, joint
FDA | C54450 | Patient Problem Codes FDA CDRH | C50627 | Joint Swelling |  | Swelling, joint
FDA | C54450 | Patient Problem Codes FDA CDRH | C26805 | Keratitis
FDA | C54450 | Patient Problem Codes FDA CDRH | C50450 | Keratitis, Acanthamoeba | Keratitis due to infection by acanthamoeba; it is usually associated with soft contact lens wear, particularly overnight wear. | Acanthamoeba keratitis
FDA | C54450 | Patient Problem Codes FDA CDRH | C50917 | Labor, Premature | Ouster of a viable infant before the normal end of gestation, commonly defined as interruption of pregnancy between the twentieth-thirty seventh completed weeks after the onset of the last menstrual cycle. | Premature labor
FDA | C54450 | Patient Problem Codes FDA CDRH | C50446 | Laceration(s)
FDA | C54450 | Patient Problem Codes FDA CDRH | C15266 | Laparotomy
FDA | C54450 | Patient Problem Codes FDA CDRH | C61390 | Lead(s), burn(s) from
FDA | C54450 | Patient Problem Codes FDA CDRH | C61392 | Lead(s), shock from
FDA | C54450 | Patient Problem Codes FDA CDRH | C50628 | Leaflet Disruption | A separation of the cusp of a heart valve. | Disruption, leaflet
FDA | C54450 | Patient Problem Codes FDA CDRH | C50864 | Leaflet Disruption Due To Calcification |  | Calicification, leaflet disruption due to
FDA | C54450 | Patient Problem Codes FDA CDRH | C50906 | Leaflet Disruption Due To Host Tissue Overgrowth |  | Host tissue overgrowth, leaflet disruption due to
FDA | C54450 | Patient Problem Codes FDA CDRH | C50866 | Leaflet Disruption Due To Infection |  | Infection, leaflet disruption due to
FDA | C54450 | Patient Problem Codes FDA CDRH | C50908 | Leaflet Disruption Due To Suture Abrasion |  | Suture abrasion, leaflet disruption due to
FDA | C54450 | Patient Problem Codes FDA CDRH | C50907 | Leaflet Disruption, Cause Unknown |  | Unknown cause of leaflet disruption
FDA | C54450 | Patient Problem Codes FDA CDRH | C50696 | Leak(s), Perivalvular | The escape of blood around a heart valve, particularly around its leaflets. | Perivalvular Leak
FDA | C54450 | Patient Problem Codes FDA CDRH | C50629 | Left Ventricular Dysfunction |  | Dysfunction, left ventricular¦Ventricular dysfunction, left
FDA | C54450 | Patient Problem Codes FDA CDRH | C50630 | Left Ventricular Failure | Failure of adequate output by the left ventricle despite an increase in distending pressure and in end-diastolic volume, with dyspnea, orthopnea, and other signs and symptoms of pulmonary congestion and edema. | Failure, left ventricular¦Ventricular failure, left
FDA | C54450 | Patient Problem Codes FDA CDRH | C50631 | Left Ventricular Hypertrophy | Enlargement or overgrowth of the myocardium of the left ventricle, due to chronic pressure overload. | Ventricular hypertrophy, left
FDA | C54450 | Patient Problem Codes FDA CDRH | C50836 | Lens, Replacement Of
FDA | C54450 | Patient Problem Codes FDA CDRH | C3824 | Lesion
FDA | C54450 | Patient Problem Codes FDA CDRH | C50632 | Lesions In The Target Points
FDA | C54450 | Patient Problem Codes FDA CDRH | C50412 | Lethargic
FDA | C54450 | Patient Problem Codes FDA CDRH | C50633 | Ligament(s), Damage To |  | Damage to ligament(s)
FDA | C54450 | Patient Problem Codes FDA CDRH | C50909 | Limited Mobility Of The Implanted Joint
FDA | C54450 | Patient Problem Codes FDA CDRH | C50853 | Liver Contusion | Bruising of the liver. | Contusion, liver
FDA | C54450 | Patient Problem Codes FDA CDRH | C50634 | Liver Dysfunction |  | Dysfunction, liver
FDA | C54450 | Patient Problem Codes FDA CDRH | C50854 | Liver Laceration(s) |  | Laceration(s), liver
FDA | C54450 | Patient Problem Codes FDA CDRH | C50635 | Loss of consciousness
FDA | C54450 | Patient Problem Codes FDA CDRH | C50636 | Loss of pulse |  | Pulse, Loss Of
FDA | C54450 | Patient Problem Codes FDA CDRH | C50641 | Low Cardiac Output |  | Cardiac output, low¦Output, low cardiac
FDA | C54450 | Patient Problem Codes FDA CDRH | C50644 | Lung, Overinflation Of |  | Overinflation of lung
FDA | C54450 | Patient Problem Codes FDA CDRH | C27153 | Lupus
FDA | C54450 | Patient Problem Codes FDA CDRH | C3832 | Malaise
FDA | C54450 | Patient Problem Codes FDA CDRH | C50431 | Mammogram, Abnormal |  | Abnormal mammogram
FDA | C54450 | Patient Problem Codes FDA CDRH | C50413 | Manual Ventilation Required |  | Ventilation required, manual
FDA | C54450 | Patient Problem Codes FDA CDRH | C50645 | Mediastinal Shift | Normal location of the mediastinum changes to the right or left, depending upon the underlying cause. | Shift, mediastinal
FDA | C54450 | Patient Problem Codes FDA CDRH | C54027 | Medical Problem |  | Patient Problem Code¦Patient Problem
FDA | C54450 | Patient Problem Codes FDA CDRH | C50649 | Membrane, Breakage Of |  | Breakage of membrane
FDA | C54450 | Patient Problem Codes FDA CDRH | C2867 | Memory Loss |  | Loss of memorys
FDA | C54450 | Patient Problem Codes FDA CDRH | C26828 | Meningitis
FDA | C54450 | Patient Problem Codes FDA CDRH | C35219 | Menstrual Irregularities | Deviations from the normal process; e.g. delayed, difficult, profuse, scanty, unusual bleeding, etc. | Irregularities, menstrual
FDA | C54450 | Patient Problem Codes FDA CDRH | C41456 | Microcyst(s) | A tiny cyst, frequently of such dimensions that a magnifying lens or microscope is required for observation.
FDA | C54450 | Patient Problem Codes FDA CDRH | C50549 | Microcysts, Epithelial | Very small, round vesicles containing fluid and cellular debris observed on the surface of the cornea under slit-lamp examination in some types of corneal dystrophy and in wearers of extended-wear lenses. | Epithelial microcysts
FDA | C54450 | Patient Problem Codes FDA CDRH | C50650 | Microperforation(s) | Small holes made through a part or a substance.
FDA | C54450 | Patient Problem Codes FDA CDRH | C50651 | Migration | Pass from one part of the body or organ to another.
FDA | C54450 | Patient Problem Codes FDA CDRH | C34336 | Miscarriage | Loss of the products of conception from the uterus before the fetus is viable; spontaneous abortion.
FDA | C54450 | Patient Problem Codes FDA CDRH | C50432 | Misdiagnosis
FDA | C54450 | Patient Problem Codes FDA CDRH | C50429 | Missed Dose |  | Dose, missed
FDA | C54450 | Patient Problem Codes FDA CDRH | C50888 | Mitral Insufficiency |  | Insufficiency, mitral
FDA | C54450 | Patient Problem Codes FDA CDRH | C50653 | Mitral Perforation |  | Perforation, mitral
FDA | C54450 | Patient Problem Codes FDA CDRH | C50852 | Mitral Regurgitation | The backward flow of blood from the left ventricle into the left atrium, owing to insufficiency of the mitral valve; it may be acute or chronic, usually due to mitral valve prolapse, rheumatic heart disease or a complication of cardiac dilatation. | Regurgitation, mitral
FDA | C54450 | Patient Problem Codes FDA CDRH | C50654 | Mitral Stenosis | Narrowing of the left atrioventricular mitral orifice. | Stenosis, mitral
FDA | C54450 | Patient Problem Codes FDA CDRH | C50655 | Mitral Valve Prolapse | Prolapse of the mitral valve, often with regurgitation, associated with myxomatous proliferation of the leaflets of the mitral valve. | Valve, prolapse of mitral¦Prolapse, mitral valve
FDA | C54450 | Patient Problem Codes FDA CDRH | C50825 | Mitral Valve Replacement |  | Valve replacement, mitral¦Replacement, mitral valve
FDA | C54450 | Patient Problem Codes FDA CDRH | C50656 | Muscle Spasm(s) | A sudden, violent, involuntary contraction of a muscle or group of muscles. | Spasm(s), muscle)
FDA | C54450 | Patient Problem Codes FDA CDRH | C50657 | Muscle Stimulation |  | Stimulation of muscle
FDA | C54450 | Patient Problem Codes FDA CDRH | C50658 | Muscle Weakness |  | Weakness, muscular
FDA | C54450 | Patient Problem Codes FDA CDRH | C50659 | Muscular Rigidity | Stiffness or inflexibility. | Rigidity, muscular
FDA | C54450 | Patient Problem Codes FDA CDRH | C50660 | Muscular Tics | An involuntary, compulsive, repetitive stereotyped movement, usually of the face or shoulders.
FDA | C54450 | Patient Problem Codes FDA CDRH | C27009 | Myalgia
FDA | C54450 | Patient Problem Codes FDA CDRH | C50661 | Myocardial Contusion | A bruise to the heart. | Cardiac contusion¦Contusion, cardiac¦Contusion, myocardial
FDA | C54450 | Patient Problem Codes FDA CDRH | C27996 | Myocardial Infarction | Gross necrosis of the myocardium, as a result of interruption of the blood supply to the area, as in coronary thrombosis. | Infarction (MI), myocardial¦MI¦Myocardial infarction, (MI)l¦MI, myocardial infarctionl
FDA | C54450 | Patient Problem Codes FDA CDRH | C34831 | Myocarditis
FDA | C54450 | Patient Problem Codes FDA CDRH | C50662 | Nasal Obstruction |  | Obstruction, nasal
FDA | C54450 | Patient Problem Codes FDA CDRH | C3258 | Nausea
FDA | C54450 | Patient Problem Codes FDA CDRH | C16897 | Necrosis
FDA | C54450 | Patient Problem Codes FDA CDRH | C50567 | Necrosis Of Flap Tissue |  | Flap tissue, necrosis of¦Tissue, necrosis of flap
FDA | C54450 | Patient Problem Codes FDA CDRH | C50665 | Needle Stick/Puncture |  | Stick/puncture from needle¦Puncture/stick from needle
FDA | C54450 | Patient Problem Codes FDA CDRH | C50666 | Neonatal Deformities |  | Deformities, neonatal
FDA | C54450 | Patient Problem Codes FDA CDRH | C50667 | Neonatal Hearing Impairment |  | Hearing impairment, neonatal¦Impairment to hearing, neonatal
FDA | C54450 | Patient Problem Codes FDA CDRH | C50668 | Neonatal Hearing Loss |  | Hearing loss, neonatal¦Loss of hearing, neonatal
FDA | C54450 | Patient Problem Codes FDA CDRH | C16900 | Neovascularization
FDA | C54450 | Patient Problem Codes FDA CDRH | C50669 | Nerve Damage |  | Damage to nerve(s)
FDA | C54450 | Patient Problem Codes FDA CDRH | C50915 | Nerve Proximity NOS (Not Otherwise Specified)
FDA | C54450 | Patient Problem Codes FDA CDRH | C50787 | Nerve Stimulation, Undesired |  | Stimulation of nerve, undesired¦Undesired nerve stimulation
FDA | C54450 | Patient Problem Codes FDA CDRH | C50670 | Neural Tissue Damage |  | Damage to neural tissue¦Tissue damage, neural
FDA | C54450 | Patient Problem Codes FDA CDRH | C50672 | Neurological Deficit/Dysfunction |  | Deficit/dysfunction, neurological¦Dysfunction/deficit, neurological
FDA | C54450 | Patient Problem Codes FDA CDRH | C4731 | Neuropathy
FDA | C54450 | Patient Problem Codes FDA CDRH | C50673 | Nipple Sensation, Changes In/Loss Of |  | Changes in/loss of nipple sensation¦Loss of/changes in nipple sensation¦Sensation, changes in/loss of nipple
FDA | C54450 | Patient Problem Codes FDA CDRH | C50674 | Nipple Ulceration |  | Ulceration, nipple
FDA | C54450 | Patient Problem Codes FDA CDRH | C50675 | No Consequences Or Impact To Patient |  | Consequences or impact to patient, none¦Impact or consequences to patient, none¦Patient, no consequences or impact to
FDA | C54450 | Patient Problem Codes FDA CDRH | C50912 | No Patient Involvement
FDA | C54450 | Patient Problem Codes FDA CDRH | C50405 | Nonpyrogenic
FDA | C54450 | Patient Problem Codes FDA CDRH | C50676 | Nonresorbable Materials, Unretrieved In Body |  | Materials (nonresorbable), unretrieved in body¦Unretrieved nonresorbable materials in body
FDA | C54450 | Patient Problem Codes FDA CDRH | C50404 | Nonspecific
FDA | C54450 | Patient Problem Codes FDA CDRH | C34857 | Numbness
FDA | C54450 | Patient Problem Codes FDA CDRH | C3284 | Obstruction
FDA | C54450 | Patient Problem Codes FDA CDRH | C50678 | Occlusion | The act of closure or the state of being closed; an obstruction; the relationship between all of the components of the masticatory system in normal function, dysfunction, and parafunction; momentary complete closure of some area in the vocal tract, causing stoppage of the breath and accumulation of pressure.
FDA | C54450 | Patient Problem Codes FDA CDRH | C50849 | Optical Nerve Damage |  | Damage to optical nerve(s)¦Nerve damage, optical
FDA | C54450 | Patient Problem Codes FDA CDRH | C50475 | Optical tissue, breakdown of |  | Tissue, Breakdown Of Optical
FDA | C54450 | Patient Problem Codes FDA CDRH | C50679 | Organ(s), Perforation Of |  | Perforation of organ(s)
FDA | C54450 | Patient Problem Codes FDA CDRH | C50680 | Ossification | The formation of bone or of a bony substance; the conversion of fibrous tissue or of cartilage into bone or a bony substance.
FDA | C54450 | Patient Problem Codes FDA CDRH | C50681 | Osteolysis | Dissolution of bone; applied especially to the removal or loss of the calcium of bone.
FDA | C54450 | Patient Problem Codes FDA CDRH | C50910 | Osteopenia |  | Bone Loss
FDA | C54450 | Patient Problem Codes FDA CDRH | C28293 | Outpatient
FDA | C54450 | Patient Problem Codes FDA CDRH | C50682 | Overcorrection
FDA | C54450 | Patient Problem Codes FDA CDRH | C50873 | Overdose
FDA | C54450 | Patient Problem Codes FDA CDRH | C50850 | Oversedated
FDA | C54450 | Patient Problem Codes FDA CDRH | C50683 | Overstimulation
FDA | C54450 | Patient Problem Codes FDA CDRH | C50504 | Overwear Syndrome | Ocular pain which may be very intense, accompanied by corneal epithelium damage, conjunctival injection, lacrimation, blepharospasm, photophobia and hazy vision following corneal edema caused by overwear of contact lenses, principally the PMMA type. | Syndrome, overwear
FDA | C54450 | Patient Problem Codes FDA CDRH | C50584 | Oxygen Saturation, High | The calculated measurements indicating the degree to which oxygen is bound to hemoglobin is high. | Saturation, high oxygen¦High oxygen saturation
FDA | C54450 | Patient Problem Codes FDA CDRH | C50640 | Oxygen Saturation, Low | The calculated measurements indicating the degree to which oxygen is bound to hemoglobin is low. | Saturation, low oxygen¦Low oxygen saturation
FDA | C54450 | Patient Problem Codes FDA CDRH | C3303 | Pain
FDA | C54450 | Patient Problem Codes FDA CDRH | C50605 | Pain Relief, Inadequate |  | Inadequate pain relief
FDA | C54450 | Patient Problem Codes FDA CDRH | C26682 | Pain, Abdominal |  | Abdominal pain
FDA | C54450 | Patient Problem Codes FDA CDRH | C50663 | Pain, Neck |  | Neck pain
FDA | C54450 | Patient Problem Codes FDA CDRH | C50684 | Painful Stimulation |  | Stimulation, painful
FDA | C54450 | Patient Problem Codes FDA CDRH | C50685 | Pallor
FDA | C54450 | Patient Problem Codes FDA CDRH | C37999 | Palpitations
FDA | C54450 | Patient Problem Codes FDA CDRH | C50686 | Pannus Formation | Superficial vascularization of the cornea with infiltration of granulation tissue; an inflammatory exudate overlying the lining layer of synovial cells on the inside of a joint. | Formation, pannus
FDA | C54450 | Patient Problem Codes FDA CDRH | C3310 | Paralysis
FDA | C54450 | Patient Problem Codes FDA CDRH | C50687 | Paraplegia | Paralysis of the legs and lower part of the body.
FDA | C54450 | Patient Problem Codes FDA CDRH | C50688 | Paresis | A slight or incomplete paralysis.
FDA | C54450 | Patient Problem Codes FDA CDRH | C61389 | Patch test, abnormal results of
FDA | C54450 | Patient Problem Codes FDA CDRH | C50525 | Peak Expiratory Flowrate, Decreased | A decrease of the greatest rate of flow that can be achieved during forced expiration beginning with the lungs fully inflated. | Flowrate, decreased peak expiratory¦Decreased peak expiratory flowrate
FDA | C54450 | Patient Problem Codes FDA CDRH | C50610 | Peak Expiratory Flowrate, Increased | An increase of the greatest rate of flow that can be achieved during forced expiration beginning with the lungs fully inflated. | Flowrate, increased peak expiratory¦Increased peak expiratory flowrate
FDA | C54450 | Patient Problem Codes FDA CDRH | C50691 | Peeling | A peeling off or loss of epidermis, as in sunburn, postscarlatinal peeling, or toxic epidermal necrolysis.
FDA | C54450 | Patient Problem Codes FDA CDRH | C3889 | Pelvic Inflammatory Disease | Any pelvic infection involving the upper female genital tract beyond the cervix. | Disease (PID), pelvic inflammatory¦Inflammatory disease (PID), pelvic¦PID¦PID, pelvic inflammatory diseasec¦Pelvic inflammatory disease, (PID)
FDA | C54450 | Patient Problem Codes FDA CDRH | C4080 | Perforation
FDA | C54450 | Patient Problem Codes FDA CDRH | C50694 | Peripheral Vascular Disease |  | Disease, peripheral vascular¦Vascular disease, peripheral
FDA | C54450 | Patient Problem Codes FDA CDRH | C50695 | Peritoneal Laceration(s) |  | Laceration(s), peritoneal
FDA | C54450 | Patient Problem Codes FDA CDRH | C26849 | Peritonitis
FDA | C54450 | Patient Problem Codes FDA CDRH | C27061 | Peroneal Nerve Palsy | Paralysis of the nerves located in the legs. | Nerve palsy, peroneal¦Palsy, peroneal nerve
FDA | C54450 | Patient Problem Codes FDA CDRH | C26851 | Pharyngitis
FDA | C54450 | Patient Problem Codes FDA CDRH | C38003 | Phlebitis
FDA | C54450 | Patient Problem Codes FDA CDRH | C50697 | Phosphene Visualization | An objective visual sensation that appears with the eyes closed and in the absence of visual light. | Visualization, phosphene
FDA | C54450 | Patient Problem Codes FDA CDRH | C50698 | Phototoxicity | A nonimmunologic, chemically induced type of photosensitivity.
FDA | C54450 | Patient Problem Codes FDA CDRH | C17000 | Pleomorphism
FDA | C54450 | Patient Problem Codes FDA CDRH | C3331 | Pleural Effusion |  | Effusion, pleural
FDA | C54450 | Patient Problem Codes FDA CDRH | C3333 | Pneumonia
FDA | C54450 | Patient Problem Codes FDA CDRH | C38006 | Pneumothorax
FDA | C54450 | Patient Problem Codes FDA CDRH | C50699 | Pocket Erosion | Erosion of patient's skin pocket which houses a device. | Erosion, pocket
FDA | C54450 | Patient Problem Codes FDA CDRH | C50700 | Polydipsia | Chronic excessive intake of water; it may be from an organic cause, such as the dehydration of diabetes mellitus, diabetes insipidus, or a reaction to medication, or from a psychological cause. When untreated it can lead to water intoxication.
FDA | C54450 | Patient Problem Codes FDA CDRH | C26925 | Polymyositis
FDA | C54450 | Patient Problem Codes FDA CDRH | C50701 | Positive antinuclear antibodies (ANA) | Antibodies directed against nuclear antigens; almost invariably found in systemic lupus erythematosus and are frequently found in rheumatoid arthritis, scleroderma, Sjogren's Syndrome and mixed connective tissue disease. | ANA, positive antinuclear antibodies¦Antibodies (ANA), positive antinuclear¦Antinuclear antibodies (ANA), positive
FDA | C54450 | Patient Problem Codes FDA CDRH | C50788 | Postoperative Refraction, Unexpected
FDA | C54450 | Patient Problem Codes FDA CDRH | C50706 | Pressure Sores/Ulcers | Death of tissue due to external pressure. | Ulcers/sores, pressure¦Sores/ulcers, pressure¦Pressure, necrosis¦Necrosis, Pressure
FDA | C54450 | Patient Problem Codes FDA CDRH | C36173 | Prolapse
FDA | C54450 | Patient Problem Codes FDA CDRH | C50710 | Protrusion
FDA | C54450 | Patient Problem Codes FDA CDRH | C50711 | Pseudoaneurysm
FDA | C54450 | Patient Problem Codes FDA CDRH | C27298 | Ptosis
FDA | C54450 | Patient Problem Codes FDA CDRH | C50585 | Pulmonary Arterial Wedge Pressure, High | The measurement of the mean left arterial pressure, as measured by a catheter introduced into the distal pulmonary artery, is high. | Arterial wedge pressure, high pulmonary¦Pressure, high pulmonary arterial wedge¦Wedge pressure, high pulmonary arterial¦High pulmonary arterial wedge pressure
FDA | C54450 | Patient Problem Codes FDA CDRH | C50642 | Pulmonary Arterial Wedge Pressure, Low | The measurement of the mean left pulmonary arterial pressure, as measured by a catheter introduced into the distal pulmonary artery, is low. | Arterial wedge pressure, low pulmonary¦Wedge pressure, low pulmonary arterial¦Low pulmonary arterial wedge pressure¦Pressure, low pulmonary arterial wedge
FDA | C54450 | Patient Problem Codes FDA CDRH | C50677 | Pulmonary Arterial Wedge Pressure, Normal | The measurement of the mean left arterial pressure, as measured by a catheter introduced into the distal pulmonary artery, is normal. | Arterial wedge pressure, normal pulmonary¦Pressure, normal pulmonary arterial wedge¦Normal pulmonary arterial wedge pressure¦Wedge pressure, normal pulmonary arterial
FDA | C54450 | Patient Problem Codes FDA CDRH | C50712 | Pulmonary Dysfunction |  | Dysfunction, pulmonary
FDA | C54450 | Patient Problem Codes FDA CDRH | C26868 | Pulmonary Edema |  | Edema, pulmonary
FDA | C54450 | Patient Problem Codes FDA CDRH | C50713 | Pulmonary Embolism | The closure of the pulmonary artery or one of its branches by an embolus, sometimes associated with infarction of the lung. | Embolism, pulmonary
FDA | C54450 | Patient Problem Codes FDA CDRH | C50714 | Pulmonary Infarction | Localized necrosis of lung tissue caused by obstruction of the arterial blood supply, most often due to pulmonary embolism. | Infarction, pulmonary
FDA | C54450 | Patient Problem Codes FDA CDRH | C51447 | Pulmonary Insufficiency |  | Insufficiency, pulmonary
FDA | C54450 | Patient Problem Codes FDA CDRH | C50848 | Pulmonary Regurgitation | The backflow of blood from the pulmonary artery into the right ventricle, owing to insufficiency of the pulmonic semilunar valve. | Regurgitation, pulmonary
FDA | C54450 | Patient Problem Codes FDA CDRH | C50715 | Pulmonary Stenosis | Narrowing of the opening between the pulmonary artery and the right ventricle, usually at the level of the valve leaflets. | Stenosis, pulmonary
FDA | C54450 | Patient Problem Codes FDA CDRH | C50817 | Pulmonary Valve Replacement |  | Valve, replacement of pulmonary¦Replacement of pulmonary valve
FDA | C54450 | Patient Problem Codes FDA CDRH | C50533 | Pulse, Diminished |  | Pulse, diminished
FDA | C54450 | Patient Problem Codes FDA CDRH | C50622 | Pulse, Irregular | A pulse that beats at irregular intervals. | Irregular pulse
FDA | C54450 | Patient Problem Codes FDA CDRH | C51226 | Punctured blood vessels |  | Blood vessels, punctured¦Vessels, punctured blood
FDA | C54450 | Patient Problem Codes FDA CDRH | C50716 | Pupillary Block | An obstruction of the pupil. | Block, pupillary
FDA | C54450 | Patient Problem Codes FDA CDRH | C50717 | Purulent Discharge | Consisting of or containing pus; associated with the formation of or caused by pus. | Discharge, purulent
FDA | C54450 | Patient Problem Codes FDA CDRH | C50718 | Pus
FDA | C54450 | Patient Problem Codes FDA CDRH | C50409 | Pyrogenic
FDA | C54450 | Patient Problem Codes FDA CDRH | C50721 | Quadriplegia | Paralysis of all four limbs.
FDA | C54450 | Patient Problem Codes FDA CDRH | C61395 | R on T phenomenon | The occurrence of a premature ventricular complex near the peak of the T wave in electrocardiography; it may lead to ventricular tachycardia or fibrillation.
FDA | C54450 | Patient Problem Codes FDA CDRH | C50722 | Radiation burn | A burn caused by exposure to x-ray, radium, sunlight, atomic or any other type of radiant energy. | Burn, Radiation
FDA | C54450 | Patient Problem Codes FDA CDRH | C61401 | Radiation Exposure, Unintended
FDA | C54450 | Patient Problem Codes FDA CDRH | C50862 | Radiation Overdose |  | Overdose of radiation
FDA | C54450 | Patient Problem Codes FDA CDRH | C61400 | Radiation Overexposure
FDA | C54450 | Patient Problem Codes FDA CDRH | C50723 | Radiation Sickness Syndrome | Radiation induced skin desquamation | Syndrome, radiation sickness¦Sickness syndrome, radiation
FDA | C54450 | Patient Problem Codes FDA CDRH | C52354 | Radiation Underdose |  | Underdose, radiation
FDA | C54450 | Patient Problem Codes FDA CDRH | C61399 | Radiation Underexposure
FDA | C54450 | Patient Problem Codes FDA CDRH | C3349 | Radiodermatitis | A cutaneous inflammatory reaction occurring as a result of exposure to biologically effective levels of ionizing radiation.
FDA | C54450 | Patient Problem Codes FDA CDRH | C50637 | Range Of Motion, Loss Of |  | Motion, loss of range of¦Loss of range of motion
FDA | C54450 | Patient Problem Codes FDA CDRH | C39594 | Rash
FDA | C54450 | Patient Problem Codes FDA CDRH | C50724 | Raynauds Phenomenon | Intermittent bilateral attacks of ischemia of the fingers or toes and sometimes of the ears or nose, marked by severe pallor, and often accompanied by paresthesia and pain. | Phenomenon, Raynauds
FDA | C54450 | Patient Problem Codes FDA CDRH | C25637 | Reaction
FDA | C54450 | Patient Problem Codes FDA CDRH | C3508 | Reaction, Injection Site |  | Injection site reaction
FDA | C54450 | Patient Problem Codes FDA CDRH | C50419 | Reaction, Local |  | Local reaction
FDA | C54450 | Patient Problem Codes FDA CDRH | C50720 | Reaction, Pyrogenic | A physical response to the presence of endotoxins in the bloodstream, which is characterized by fever and occasionally chills and shaking rigors. | Pyrogenic reaction
FDA | C54450 | Patient Problem Codes FDA CDRH | C50725 | Red Eye(s) | Lay term applied to any condition with dilation of conjunctival or ciliary blood vessels; innumerable causes, especially irritation and infection. | Eye(s), red
FDA | C54450 | Patient Problem Codes FDA CDRH | C50726 | Regurgitation | Flow in the opposite direction from normal, as the casting up of undigested food or gas from the stomach, or the backward flowing of blood into the heart, or between the chambers of the heart when a valve is incompetent.
FDA | C54450 | Patient Problem Codes FDA CDRH | C50797 | Regurgitation, Valvular | Regurgitation of the blood of the heart valves owning to imperfect closing, insufficiency or incompetency of the valves. | Valvular regurgitation
FDA | C54450 | Patient Problem Codes FDA CDRH | C50820 | Reinfusion
FDA | C54450 | Patient Problem Codes FDA CDRH | C50828 | Reintubate
FDA | C54450 | Patient Problem Codes FDA CDRH | C9439 | Renal Disease, End Stage | Chronic, irreversible renal failure. | Disease (ESRD), end stage renal¦ESRD¦Renal disease (ESRD), end stage¦End stage renal disease (ESRD)¦ESRD, end stage renal disease
FDA | C54450 | Patient Problem Codes FDA CDRH | C4376 | Renal failure |  | Failure, renal
FDA | C54450 | Patient Problem Codes FDA CDRH | C50727 | Reocclusion
FDA | C54450 | Patient Problem Codes FDA CDRH | C50728 | Respiratory Acidosis | A state due to excess retention of carbon dioxide in the body. | Acidosis, Respiratory
FDA | C54450 | Patient Problem Codes FDA CDRH | C50729 | Respiratory Alkalosis | A pathologic condition resulting from accumulation of base, or from loss of acid without comparable loss of base in the body fluids, and characterized by decrease in hydrogen ion concentration.
FDA | C54450 | Patient Problem Codes FDA CDRH | C27165 | Respiratory Distress |  | Distress, respiratory
FDA | C54450 | Patient Problem Codes FDA CDRH | C27560 | Respiratory Distress Syndrome Of Newborns | A condition of the newborn marked by dyspnea with cyanosis, most frequently occurring in premature infants, children of diabetic mothers and infants delivered by cesarean section, and sometimes with no predisposing cause. | RDS, respiratory distress syndrome of newborns¦RDS Of Newborns¦Newborns (RDS), respiratory distress syndrome of¦Respiratory distress syndrome of newborns (RDS)¦Syndrome of newborns (RDS), respiratory distress
FDA | C54450 | Patient Problem Codes FDA CDRH | C26872 | Respiratory failure |  | Failure, respiratory
FDA | C54450 | Patient Problem Codes FDA CDRH | C50474 | Respiratory Rate, Decreased |  | Decreased respiratory rate¦Rate of respiration, decreased
FDA | C54450 | Patient Problem Codes FDA CDRH | C50767 | Respiratory Rate, Increased |  | Increased respiratory rate¦Rate of respiration, increased
FDA | C54450 | Patient Problem Codes FDA CDRH | C50822 | Resuscitation
FDA | C54450 | Patient Problem Codes FDA CDRH | C50731 | Retina, Damage To |  | Damage to retina
FDA | C54450 | Patient Problem Codes FDA CDRH | C34979 | Retina, Degeneration Of |  | Degeneration of retina
FDA | C54450 | Patient Problem Codes FDA CDRH | C50732 | Retina, Tear(s) In
FDA | C54450 | Patient Problem Codes FDA CDRH | C50406 | Retrograde
FDA | C54450 | Patient Problem Codes FDA CDRH | C50427 | Retrograde Flow |  | Flow, retrograde
FDA | C54450 | Patient Problem Codes FDA CDRH | C34882 | Rheumatic Heart Disease |  | Disease, rheumatic heart¦Heart disease, rheumatic
FDA | C54450 | Patient Problem Codes FDA CDRH | C50733 | Right Ventricular Dysfunction |  | Dysfunction, right ventricular
FDA | C54450 | Patient Problem Codes FDA CDRH | C50846 | Right Ventricular Failure | Failure of proper functioning of the right ventricle, with venous engorgement, hepatic enlargement, and subcutaneous edema. | Failure, right ventricular¦Ventricular failure, right
FDA | C54450 | Patient Problem Codes FDA CDRH | C50734 | Right Ventricular Hypertrophy | Enlargement or overgrowth of the myocardium of the right ventricle, due chronic pressure overload. | Hypertrophy, right ventricular¦Ventricular hypertrophy, right
FDA | C54450 | Patient Problem Codes FDA CDRH | C9445 | Rupture
FDA | C54450 | Patient Problem Codes FDA CDRH | C50735 | Rupture Due To Stress From Capsular Contracture |  | Capsular contracture, rupture due to stress from¦Stress from capsular contracture, rupture due to
FDA | C54450 | Patient Problem Codes FDA CDRH | C50827 | Scar Excision |  | Excision, scar
FDA | C54450 | Patient Problem Codes FDA CDRH | C50737 | Scar Tissue | Formation of new tissue formed in the healing of a wound. | Cicatrix¦Tissue, scar
FDA | C54450 | Patient Problem Codes FDA CDRH | C34483 | Scarring
FDA | C54450 | Patient Problem Codes FDA CDRH | C26746 | Scleroderma
FDA | C54450 | Patient Problem Codes FDA CDRH | C21097 | Sedation
FDA | C54450 | Patient Problem Codes FDA CDRH | C2962 | Seizures |  | Convulsion
FDA | C54450 | Patient Problem Codes FDA CDRH | C50436 | Seizures, Absence | The seizure seen in absence epilepsy, consisting of a sudden momentary break in consciousness of thought or activity, often accompanied by automatisms or clonic movements, especially of the eyelids. | Petit-mal seizures¦Seizures, Petit-Mal
FDA | C54450 | Patient Problem Codes FDA CDRH | C50689 | Seizures, Focal | Partial seizure. | Focal seizuresl
FDA | C54450 | Patient Problem Codes FDA CDRH | C50847 | Seizures, Focal Motor | A simple partial seizure consisting of clonus or spasm of a muscle or muscle group; it may be single or in a continuous and repetitive series or may spread to adjacent muscles. | Focal motor seizures
FDA | C54450 | Patient Problem Codes FDA CDRH | C50574 | Seizures, Grand-Mal | A symptomatic form of epilepsy often preceded by an aura; characterized by loss of consciousness with generalized tonic- clonic seizures. | Grand-mal seizures
FDA | C54450 | Patient Problem Codes FDA CDRH | C25201 | Sensitivity
FDA | C54450 | Patient Problem Codes FDA CDRH | C50738 | Sensitization | Administration of antigen to induce a primary immune response; exposure to allergen that results in the development of hypersensitivity.
FDA | C54450 | Patient Problem Codes FDA CDRH | C3364 | Sepsis
FDA | C54450 | Patient Problem Codes FDA CDRH | C50739 | Seroma | A tumor-like collection of serum in the tissues.
FDA | C54450 | Patient Problem Codes FDA CDRH | C50740 | Severed Digit(s), (finger or toe) |  | Digits (finger or toe), severed¦Finger or toe, severed¦Toe or finger, severed
FDA | C54450 | Patient Problem Codes FDA CDRH | C38038 | Shaking/Tremors |  | Tremors/shaking
FDA | C54450 | Patient Problem Codes FDA CDRH | C35016 | Shock
FDA | C54450 | Patient Problem Codes FDA CDRH | C50452 | Shock, Acoustic |  | Acoustic Shock
FDA | C54450 | Patient Problem Codes FDA CDRH | C50460 | Shock, Anaphylactic | Systemic anaphylaxis is the most dramatic example of an immediate hypersensitivity reaction; is uncommon and unexpected in nature and occasionally results in a fatal outcome. | Anaphylactic shock¦Anaphylaxis
FDA | C54450 | Patient Problem Codes FDA CDRH | C50482 | Shock, Cardiogenic | Shock resulting from primary failure of the heart in its pumping function, as in myocardial infarction, severe cardiomyopathy, or mechanical obstruction or compression of the heart. | Cardiogenic shock
FDA | C54450 | Patient Problem Codes FDA CDRH | C50596 | Shock, Hypovolemic | Shock resulting from insufficient blood volume for the maintenance of adequate cardiac output, blood pressure and tissue perfusion. | Hypovolemic shock
FDA | C54450 | Patient Problem Codes FDA CDRH | C50615 | Shock, Insulin | A hypoglycemic reaction to overdosage of insulin, a skipped meal, or strenuous exercise in an insulin-dependent diabetic. | Insulin shock
FDA | C54450 | Patient Problem Codes FDA CDRH | C50671 | Shock, Neurogenic | Shock resulting from neurogenic vasodilation, which can be produced by cerebral trauma or hemorrhage, spinal cord injury, deep general or spinal anesthesia, or toxic central nervous system depression. | Neurogenic shock
FDA | C54450 | Patient Problem Codes FDA CDRH | C50703 | Shock, Postoperative | A state of shock following a surgical operation. | Postoperative shock
FDA | C54450 | Patient Problem Codes FDA CDRH | C35018 | Shock, septic |  | Septic shock
FDA | C54450 | Patient Problem Codes FDA CDRH | C35019 | Shock, Surgical |  | Surgical shock
FDA | C54450 | Patient Problem Codes FDA CDRH | C50782 | Shock, Traumatic | Any shock produced by trauma. | Traumatic shock
FDA | C54450 | Patient Problem Codes FDA CDRH | C50741 | Sinus, Perforation Of |  | Perforation of sinus
FDA | C54450 | Patient Problem Codes FDA CDRH | C26883 | Sjogren's Syndrome |  | Syndrome, sjogren's
FDA | C54450 | Patient Problem Codes FDA CDRH | C3327 | Skin Discoloration |  | Discoloration of skin
FDA | C54450 | Patient Problem Codes FDA CDRH | C50845 | Skin Erosion | A gradual breakdown or very shallow ulceration of the skin which involves only the epidermis and heals without scarring. | Erosion, skin
FDA | C54450 | Patient Problem Codes FDA CDRH | C2983 | Skin Inflammation |  | Inflammation of skin
FDA | C54450 | Patient Problem Codes FDA CDRH | C50743 | Skin Irritation |  | Irritation of skin
FDA | C54450 | Patient Problem Codes FDA CDRH | C50744 | Skin Tears
FDA | C54450 | Patient Problem Codes FDA CDRH | C3376 | Sleep Disturbances |  | Disturbances, sleep
FDA | C54450 | Patient Problem Codes FDA CDRH | C50746 | Sneezing
FDA | C54450 | Patient Problem Codes FDA CDRH | C50747 | Sore Throat |  | Throat, sore
FDA | C54450 | Patient Problem Codes FDA CDRH | C50748 | Soreness
FDA | C54450 | Patient Problem Codes FDA CDRH | C50750 | Spinal Cord Injury |  | Injury, spinal cord
FDA | C54450 | Patient Problem Codes FDA CDRH | C50751 | Spinal Injury |  | Injury, spinal
FDA | C54450 | Patient Problem Codes FDA CDRH | C48060 | Spotting
FDA | C54450 | Patient Problem Codes FDA CDRH | C35035 | Sprain
FDA | C54450 | Patient Problem Codes FDA CDRH | C41330 | ST Segment Depression |  | Depression, ST segment
FDA | C54450 | Patient Problem Codes FDA CDRH | C50540 | ST Segment Elevation | Evaluation of the interval from the end of ventricular depolarization to the onset of the T wave; it is usually isoelectric in normal subjects. | Elevation, ST segment
FDA | C54450 | Patient Problem Codes FDA CDRH | C50752 | Stacking Breaths | Condition where there are a greater number of inhalations relative to the number of exhalations. | Breaths, stacking
FDA | C54450 | Patient Problem Codes FDA CDRH | C50753 | Staining
FDA | C54450 | Patient Problem Codes FDA CDRH | C50921 | Staphylococcus Aureus |  | S. aureus
FDA | C54450 | Patient Problem Codes FDA CDRH | C50754 | Stenosis | Narrowing or stricture of a duct or canal. | Stricture
FDA | C54450 | Patient Problem Codes FDA CDRH | C50755 | Stent Distortion |  | Distortion, stent
FDA | C54450 | Patient Problem Codes FDA CDRH | C50664 | Stiffness, Neck |  | Neck stiffness
FDA | C54450 | Patient Problem Codes FDA CDRH | C50756 | Strangulation | Chocking or arrest of respiration due to occlusion of the air passageway; arrest of circulation in a part due to compression.
FDA | C54450 | Patient Problem Codes FDA CDRH | C50760 | Subepithelial Infiltration |  | Infiltration, subepithelial
FDA | C54450 | Patient Problem Codes FDA CDRH | C50911 | Sudden Cardiac Death |  | Cardiac death, sudden¦Death, sudden cardiac
FDA | C54450 | Patient Problem Codes FDA CDRH | C50762 | Suffocation | The stopping of respiration or the asphyxia that results from it.
FDA | C54450 | Patient Problem Codes FDA CDRH | C50763 | Sunset Syndrome | Decentration, or malposition of intraocular lens; zonular dehiscence or lens malposition caused by zonular or parsplana fixation. | Syndrome, sunset
FDA | C54450 | Patient Problem Codes FDA CDRH | C50823 | Surgery, Prolonged |  | Prolonged surgery
FDA | C54450 | Patient Problem Codes FDA CDRH | C50835 | Surgical Incision, Enlargement Of
FDA | C54450 | Patient Problem Codes FDA CDRH | C15329 | Surgical Procedure |  | Procedure, surgical
FDA | C54450 | Patient Problem Codes FDA CDRH | C50421 | Surgical Procedure Aborted/Stopped |  | Procedure aborted/stopped, surgical
FDA | C54450 | Patient Problem Codes FDA CDRH | C50831 | Surgical Procedure, Additional |  | Procedure, additional surgical
FDA | C54450 | Patient Problem Codes FDA CDRH | C50422 | Surgical Procedure, Delayed |  | Procedure, delayed surgical
FDA | C54450 | Patient Problem Codes FDA CDRH | C50830 | Surgical Procedure, Repeated |  | Procedure repeated, surgical¦Surgical procedure, repeated
FDA | C54450 | Patient Problem Codes FDA CDRH | C50833 | Surgical Procedure, Unnecessary |  | Procedure, unnecessary surgical
FDA | C54450 | Patient Problem Codes FDA CDRH | C50868 | Suture Abrasion
FDA | C54450 | Patient Problem Codes FDA CDRH | C36172 | Sweating
FDA | C54450 | Patient Problem Codes FDA CDRH | C3399 | Swelling
FDA | C54450 | Patient Problem Codes FDA CDRH | C50764 | Swollen Glands |  | Glands, swollen
FDA | C54450 | Patient Problem Codes FDA CDRH | C50765 | Swollen Lymph Nodes |  | Lymph nodes, swollen¦Nodes, swollen lymph
FDA | C54450 | Patient Problem Codes FDA CDRH | C35053 | Syncope |  | Faint
FDA | C54450 | Patient Problem Codes FDA CDRH | C50766 | Synovitis | Inflammation of a synovial membrane.
FDA | C54450 | Patient Problem Codes FDA CDRH | C38029 | Tachycardia |  | Heart Rate, Increased¦Increased heart rate
FDA | C54450 | Patient Problem Codes FDA CDRH | C50552 | Tearing, Excessive |  | Excessive tearing
FDA | C54450 | Patient Problem Codes FDA CDRH | C50778 | Teeth, Sensitivity Of |  | Sensitivity Of Tooth
FDA | C54450 | Patient Problem Codes FDA CDRH | C50844 | Tentorial Tears | Pertaining to tears involving the tentorium of the cerebellum. | Tears, tentorial
FDA | C54450 | Patient Problem Codes FDA CDRH | C50916 | Teratogenic Effects |  | Effects, teratogenic
FDA | C54450 | Patient Problem Codes FDA CDRH | C50789 | Therapeutic Effects, Unexpected |  | Effects, unexpected therapeutic¦Unexpected therapeutic effects
FDA | C54450 | Patient Problem Codes FDA CDRH | C50526 | Therapeutic Response, Decreased |  | Decreased therapeutic response¦Response, decreased therapeutic
FDA | C54450 | Patient Problem Codes FDA CDRH | C50611 | Therapeutic Response, Increased |  | Response, increased therapeutic¦Increased therapeutic response
FDA | C54450 | Patient Problem Codes FDA CDRH | C50423 | Therapy/Non-Surgical Treatment, Aborted/Stopped |  | Treatment (non-surgical)/therapy, aborted/stopped¦Non-surgical treatment/therapy, aborted/stopped
FDA | C54450 | Patient Problem Codes FDA CDRH | C50424 | Therapy/Non-Surgical Treatment, Additional |  | Non-surgical treatment/therapy, additional
FDA | C54450 | Patient Problem Codes FDA CDRH | C50425 | Therapy/Non-Surgical Treatment/Delayed/Prolonged |  | Therapy/non-surgical treatment, delayed¦Treatment (non-surgical)/therapy, delayed¦Non-surgical treatment/therapy, delayed
FDA | C54450 | Patient Problem Codes FDA CDRH | C50769 | Thinning Of Tissue
FDA | C54450 | Patient Problem Codes FDA CDRH | C28195 | Thromboembolism
FDA | C54450 | Patient Problem Codes FDA CDRH | C26891 | Thrombosis
FDA | C54450 | Patient Problem Codes FDA CDRH | C27083 | Thrombus | An aggregation of blood factors, primarily platelets and fibrin with entrapment of cellular elements, frequently causing vascular obstruction at the point of its formation.
FDA | C54450 | Patient Problem Codes FDA CDRH | C50770 | Thyroid Problems |  | Problems, thyroid
FDA | C54450 | Patient Problem Codes FDA CDRH | C50771 | Tingling | A sensation as of repetitive pin pricks, caused by cold or by striking a nerve, or as a result of various diseases of the central or peripheral nervous system.
FDA | C54450 | Patient Problem Codes FDA CDRH | C50772 | Tinnitus | A noise in the ears, such as ringing, buzzing, roaring, clicking. | Ears, ringing in¦Ringing in ears
FDA | C54450 | Patient Problem Codes FDA CDRH | C61375 | Tissue Breakdown
FDA | C54450 | Patient Problem Codes FDA CDRH | C50773 | Tissue Damage |  | Damage, tissue
FDA | C54450 | Patient Problem Codes FDA CDRH | C50775 | Tissue Failure |  | Failure, tissue
FDA | C54450 | Patient Problem Codes FDA CDRH | C50779 | Torsades-De-Pointes | 'Fringe of pointed tips'; An atypical rapid ventricular tachycardia with periodic waxing and waning of amplitude of the QRS complexes on the electrogram as well as rotation of the complexes about the isoelectric line.
FDA | C54450 | Patient Problem Codes FDA CDRH | C50780 | Toxemia | The condition resulting from the spread of bacterial products (toxins) by the bloodstream.
FDA | C54450 | Patient Problem Codes FDA CDRH | C35498 | Toxic Shock Syndrome | A severe illness caused by infection with staphylococcus aureus and characterized by high fever of sudden onset, vomiting, diarrhea, and myalgia, followed by hypotension and in severe cases, shock; a sunburn-like rash with peeling of the skin, especially of the palms and soles, occurs during the acute phase. | Shock syndrome (TSS), toxic¦TSS, toxic shock syndrome¦Toxic shock syndrome, (TSS)¦Syndrome (TSS), toxic shock¦TSS
FDA | C54450 | Patient Problem Codes FDA CDRH | C27990 | Toxicity
FDA | C54450 | Patient Problem Codes FDA CDRH | C50493 | Toxins In Children | Children affected by toxins may be due to silicone breast implants and their effects on unborn children and from breastfeeding. | Children, toxins in
FDA | C54450 | Patient Problem Codes FDA CDRH | C50454 | Toxoplasmosis, Acquired | Acquired as an adult. | Acquired toxoplasmosis
FDA | C54450 | Patient Problem Codes FDA CDRH | C50503 | Toxoplasmosis, Congenital | Passed from mother to fetus. | Congenital toxoplasmosis
FDA | C54450 | Patient Problem Codes FDA CDRH | C15341 | Tracheostomy
FDA | C54450 | Patient Problem Codes FDA CDRH | C15192 | Transfusion Of Blood Products |  | Blood products, transfusion of
FDA | C54450 | Patient Problem Codes FDA CDRH | C50832 | Transfusion with incompatible blood |  | Blood, transfusion with incompatible¦Incompatible blood, transfusion with
FDA | C54450 | Patient Problem Codes FDA CDRH | C50781 | Transient Ischemic Attack | A brief attack (from a few minutes to an hour) of cerebral dysfunction of vascular origin, with no persistent neurological deficit. | Attack, transient ischemic¦Ischemic attack, transient
FDA | C54450 | Patient Problem Codes FDA CDRH | C50920 | Transplant Of Organ/Tissue |  | Organ/tissue transplant¦Tissue/organ transplant
FDA | C54450 | Patient Problem Codes FDA CDRH | C15986 | Treatment With Medication(s) |  | Medication(s), treatment with
FDA | C54450 | Patient Problem Codes FDA CDRH | C50842 | Tricuspid Insufficiency | Incomplete closure of the tricuspid valve, resulting in tricuspid regurgitation; it is usually secondary to systolic overload in the right ventricle. | Insufficiency, tricuspid
FDA | C54450 | Patient Problem Codes FDA CDRH | C50843 | Tricuspid Regurgitation | The backflow of blood from the right ventricle into the right atrium, owning to imperfect functioning/insufficiency of the tricuspid valve. | Regurgitation, tricuspid
FDA | C54450 | Patient Problem Codes FDA CDRH | C50783 | Tricuspid Stenosis | Narrowing or stricture of the tricuspid orifice of the heart. | Stenosis, tricuspid
FDA | C54450 | Patient Problem Codes FDA CDRH | C50816 | Tricuspid Valve Replacement |  | Replacement of tricuspid valve¦Valve, replacement of tricuspid
FDA | C54450 | Patient Problem Codes FDA CDRH | C50784 | Twiddlers Syndrome | Dislodgement, breakdown, or other malfunction of an artificial cardiac pacemaker, chemotherapy port, drip infusion valve, or similar implanted diagnostic or therapeutic device as a result of unconscious or habitual manipulation by the patient. | Syndrome, twiddler's
FDA | C54450 | Patient Problem Codes FDA CDRH | C50785 | Twitching | The occurrence of a single contraction or a series of contractions of a muscle.
FDA | C54450 | Patient Problem Codes FDA CDRH | C50794 | UGH (Uveitis-Glaucoma-Hyphema) Syndrome | For complications that occur secondary to intraocular lens implantation in the anterior chamber; caused by rubbing of the lens loop (haptics). | Syndrome, uveitis-glaucoma-hyphema (UGH)¦Uveitis-glaucoma-hyphema (UGH) syndrome
FDA | C54450 | Patient Problem Codes FDA CDRH | C3426 | Ulcer
FDA | C54450 | Patient Problem Codes FDA CDRH | C25757 | Ulceration
FDA | C54450 | Patient Problem Codes FDA CDRH | C50407 | Under No Medication |  | Medication, not under
FDA | C54450 | Patient Problem Codes FDA CDRH | C50408 | Under No Sedation |  | Sedation, not under
FDA | C54450 | Patient Problem Codes FDA CDRH | C17998 | Unknown |  | Unknown¦Unknown (for use when the device problem is not known)¦Unknown (For Use When The Patients Condition Is Not Known)
FDA | C54450 | Patient Problem Codes FDA CDRH | C34851 | Uremia
FDA | C54450 | Patient Problem Codes FDA CDRH | C50792 | Urgency | A sudden compelling urge to urinate.
FDA | C54450 | Patient Problem Codes FDA CDRH | C26906 | Urinary Frequency |  | Frequency, urinary
FDA | C54450 | Patient Problem Codes FDA CDRH | C50790 | Urinary Retention | Accumulation of urine within the bladder because of the inability to urinate. | Retention, urinary
FDA | C54450 | Patient Problem Codes FDA CDRH | C3432 | Urticaria | Urticaria. | Hives
FDA | C54450 | Patient Problem Codes FDA CDRH | C50793 | Uterine Perforation |  | Perforation of uterus
FDA | C54450 | Patient Problem Codes FDA CDRH | C26909 | Uveitis
FDA | C54450 | Patient Problem Codes FDA CDRH | C50795 | Vaginal Discharge |  | Discharge, vaginal
FDA | C54450 | Patient Problem Codes FDA CDRH | C50522 | Vaginal Mucosa Damage |  | Damage, vaginal mucosa¦Mucosa damage, vaginal
FDA | C54450 | Patient Problem Codes FDA CDRH | C50709 | Valve Thrombosis
FDA | C54450 | Patient Problem Codes FDA CDRH | C40866 | Vasoconstriction |  | Vasospasm
FDA | C54450 | Patient Problem Codes FDA CDRH | C40867 | Vasodilatation | A state of increased caliber of the blood vessels.
FDA | C54450 | Patient Problem Codes FDA CDRH | C50798 | Vaso-Vagal Response
FDA | C54450 | Patient Problem Codes FDA CDRH | C3365 | Venereal Disease | Any contagious disease acquired during sexual contact; e.g. syphilis, gonorrhea, chancroid. | Disease (VD), venereal¦VD¦Venereal disease (VD)¦VD, venereal disease
FDA | C54450 | Patient Problem Codes FDA CDRH | C28221 | Venipuncture
FDA | C54450 | Patient Problem Codes FDA CDRH | C50430 | Ventilator Dependent |  | Dependent, ventilator
FDA | C54450 | Patient Problem Codes FDA CDRH | C50448 | Ventricle, Abnormality Of
FDA | C54450 | Patient Problem Codes FDA CDRH | C50799 | Ventricular Fibrillation | Arrhythmia characterized by fibrillary contractions of the ventricular muscle due to rapid repetitive excitation of myocardial fibers without coordinated contraction of the ventricle. | Fibrillation, ventricular
FDA | C54450 | Patient Problem Codes FDA CDRH | C50800 | Ventricular Flutter | A ventricular tachyarrhythmia characterized electrocardiographically by smooth undulating waves with QRS complexes merged with T waves, a rate of approximately 250 per minute. | Flutter, ventricular
FDA | C54450 | Patient Problem Codes FDA CDRH | C50801 | Ventricular Perforation |  | Perforation, ventricular
FDA | C54450 | Patient Problem Codes FDA CDRH | C50802 | Ventricular Tachycardia | An abnormally rapid ventricular rhythm with aberrant ventricular excitation, usually in excess of 150 beats per minute.
FDA | C54450 | Patient Problem Codes FDA CDRH | C50803 | Ventriculomeglia
FDA | C54450 | Patient Problem Codes FDA CDRH | C38057 | Vertigo
FDA | C54450 | Patient Problem Codes FDA CDRH | C50647 | Vessel Or Plaque, Device Embedded In | Device and/or fragments of device are embedded in patient's vessel and/or plaque. | Device embedded in vessel or plaque¦Plaque or vessel, device embedded in
FDA | C54450 | Patient Problem Codes FDA CDRH | C50804 | Vessels, Perforation Of |  | Perforation of vessel(s)
FDA | C54450 | Patient Problem Codes FDA CDRH | C14283 | Virus
FDA | C54450 | Patient Problem Codes FDA CDRH | C50602 | Vision, Impaired |  | Impaired vision
FDA | C54450 | Patient Problem Codes FDA CDRH | C50638 | Vision, Loss Of |  | Loss of vision
FDA | C54450 | Patient Problem Codes FDA CDRH | C50805 | Visual Disturbances |  | Disturbances, visual
FDA | C54450 | Patient Problem Codes FDA CDRH | C50837 | Vitrectomy
FDA | C54450 | Patient Problem Codes FDA CDRH | C50808 | Vitreous floaters | Spots before the eyes; deposits in the vitreous of the eye, usually moving about and probably representing fine aggregates of vitreous protein occurring as a benign degenerative change. | Floaters, Vitreous
FDA | C54450 | Patient Problem Codes FDA CDRH | C50469 | Vitreous Fluid, Blood In |  | Blood in vitreous fluid¦Fluid, blood in vitreous
FDA | C54450 | Patient Problem Codes FDA CDRH | C50639 | Vitreous Fluid, Loss Of |  | Fluid, loss of vitreous¦Loss of vitreous fluid
FDA | C54450 | Patient Problem Codes FDA CDRH | C50807 | Vitreous, Detachment Of |  | Detachment of vitreous
FDA | C54450 | Patient Problem Codes FDA CDRH | C50587 | Vitritis | Inflammatory intraocular reaction with clouding and cells in vitreous; often accompanies inflammation of ciliary body, iris, choroid, or retina.
FDA | C54450 | Patient Problem Codes FDA CDRH | C3442 | Vomiting
FDA | C54450 | Patient Problem Codes FDA CDRH | C50809 | Weakness
FDA | C54450 | Patient Problem Codes FDA CDRH | C50810 | Weight Fluctuations |  | Fluctuations of weight
FDA | C54450 | Patient Problem Codes FDA CDRH | C50811 | Wheal(s) | A smooth, slightly elevated area on the body surface, which is redder or paler than the surrounding skin. It is the typical lesion of urticaria, the dermal evidence of allergy, and in sensitive persons may be provoked by mechanical irritation of the skin. | Welt(s)
FDA | C54450 | Patient Problem Codes FDA CDRH | C50863 | Wound Dehiscence | Separation of the layers of a surgical wound; it may be partial and superficial only, or complete with disruption of all layers. | Dehiscence wound
FDA | C54450 | Patient Problem Codes FDA CDRH | C50704 | Wound Infection, Post-Operative |  | Infection, post-operative wound¦Post-operative wound infection
FDA | C54450 | Patient Problem Codes FDA CDRH | C50705 | Wound Infection, Post-Traumatic |  | Infection, post-traumatic wound¦Post-traumatic wound infection
FDA | C54450 | Patient Problem Codes FDA CDRH | C50435 | Wrinkling